## CV_Summary
| R2 |  | RMSE
| mean | std | mean | std
Variable
effluent_biochemical_oxygen_demand_mg_L | 0.98728 | 0.0055211 | 3.017 | 0.77387
effluent_chemical_oxygen_demand_mg_L | 0.98882 | 0.0055387 | 3.9755 | 1.111
effluent_heterotrophic_biomass_mg_L | 0.98897 | 0.011615 | 0.20754 | 0.11054
effluent_nitrifying_biomass_mg_L | -0.87488 | 4.1461 | 0.0017832 | 0.00098707
effluent_phosphate_accumulating_biomass_mg_L | 0.91779 | 0.079181 | 0.4411 | 0.30305
effluent_total_carbon_mg_L | 0.98865 | 0.0058446 | 0.86221 | 0.21393
effluent_total_kjeldahl_nitrogen_mg_L | 0.96727 | 0.023986 | 0.4181 | 0.37503
effluent_total_nitrogen_mg_L | 0.97891 | 0.01618 | 0.32693 | 0.29583
effluent_total_organic_carbon_mg_L | 0.9889 | 0.0058042 | 1.4789 | 0.43462
effluent_total_phosphorus_mg_L | 0.99431 | 0.0022681 | 0.083297 | 0.017661
effluent_total_suspended_solids_mg_L | 0.99364 | 0.002089 | 0.12785 | 0.018047
effluent_volatile_suspended_solids_mg_L | 0.99465 | 0.0013549 | 0.10581 | 0.0044365
wastage_biochemical_oxygen_demand_mg_L | 0.99179 | 0.0049051 | 25.8719 | 4.4103
wastage_chemical_oxygen_demand_mg_L | 0.99706 | 0.0024357 | 41.5164 | 11.9466
wastage_heterotrophic_biomass_mg_L | 0.98519 | 0.021497 | 87.67 | 62.3069
wastage_nitrifying_biomass_mg_L | -2.255 | 5.642 | 11.4769 | 21.6914
wastage_phosphate_accumulating_biomass_mg_L | -1.6771 | 3.3928 | 1094.7831 | 1134.667
wastage_total_carbon_mg_L | 0.996 | 0.0043278 | 16.8442 | 5.324
wastage_total_kjeldahl_nitrogen_mg_L | 0.99593 | 0.0028988 | 2.3685 | 0.67364
wastage_total_nitrogen_mg_L | 0.99646 | 0.0018933 | 2.2918 | 0.51591
wastage_total_organic_carbon_mg_L | 0.99605 | 0.0046129 | 16.3539 | 6.0702
wastage_total_phosphorus_mg_L | 0.97726 | 0.023562 | 5.2389 | 3.9492
wastage_total_suspended_solids_mg_L | 0.99633 | 0.002386 | 40.5808 | 15.9521
wastage_volatile_suspended_solids_mg_L | 0.99629 | 0.0035321 | 32.7094 | 9.6358

## KFold_Detailed_Results
Fold | Type | Variable | MSE | RMSE | R2
1 | Train | effluent_heterotrophic_biomass_mg_L | 0.00061641 | 0.024828 | 0.99986
1 | Test | effluent_heterotrophic_biomass_mg_L | 0.02678 | 0.16365 | 0.99458
1 | Train | wastage_heterotrophic_biomass_mg_L | 148.8255 | 12.1994 | 0.99979
1 | Test | wastage_heterotrophic_biomass_mg_L | 3264.471 | 57.1355 | 0.99558
1 | Train | effluent_phosphate_accumulating_biomass_mg_L | 0.00018714 | 0.01368 | 0.99994
1 | Test | effluent_phosphate_accumulating_biomass_mg_L | 0.046537 | 0.21573 | 0.98695
1 | Train | wastage_phosphate_accumulating_biomass_mg_L | 726.1346 | 26.9469 | 0.99887
1 | Test | wastage_phosphate_accumulating_biomass_mg_L | 108861.609 | 329.9418 | 0.8565
1 | Train | effluent_nitrifying_biomass_mg_L | 3.4117e-08 | 0.00018471 | 0.99989
1 | Test | effluent_nitrifying_biomass_mg_L | 4.7223e-07 | 0.00068719 | 0.98325
1 | Train | wastage_nitrifying_biomass_mg_L | 0.002691 | 0.051875 | 0.99996
1 | Test | wastage_nitrifying_biomass_mg_L | 0.57398 | 0.75761 | 0.89897
1 | Train | effluent_chemical_oxygen_demand_mg_L | 0.27358 | 0.52305 | 0.99981
1 | Test | effluent_chemical_oxygen_demand_mg_L | 29.0287 | 5.3878 | 0.98072
1 | Train | wastage_chemical_oxygen_demand_mg_L | 40.7654 | 6.3848 | 0.99995
1 | Test | wastage_chemical_oxygen_demand_mg_L | 2073.4192 | 45.5348 | 0.99743
1 | Train | effluent_biochemical_oxygen_demand_mg_L | 0.30513 | 0.55239 | 0.99959
1 | Test | effluent_biochemical_oxygen_demand_mg_L | 14.7737 | 3.8437 | 0.98053
1 | Train | wastage_biochemical_oxygen_demand_mg_L | 13.3989 | 3.6604 | 0.99986
1 | Test | wastage_biochemical_oxygen_demand_mg_L | 777.8957 | 27.8908 | 0.9926
1 | Train | effluent_total_nitrogen_mg_L | 0.00066599 | 0.025807 | 0.99989
1 | Test | effluent_total_nitrogen_mg_L | 0.023654 | 0.1538 | 0.98688
1 | Train | wastage_total_nitrogen_mg_L | 0.11631 | 0.34105 | 0.99993
1 | Test | wastage_total_nitrogen_mg_L | 8.2286 | 2.8686 | 0.99573
1 | Train | effluent_total_kjeldahl_nitrogen_mg_L | 0.0010439 | 0.032309 | 0.99984
1 | Test | effluent_total_kjeldahl_nitrogen_mg_L | 0.028937 | 0.17011 | 0.98398
1 | Train | wastage_total_kjeldahl_nitrogen_mg_L | 0.14189 | 0.37668 | 0.99992
1 | Test | wastage_total_kjeldahl_nitrogen_mg_L | 6.7151 | 2.5914 | 0.99652
1 | Train | effluent_total_phosphorus_mg_L | 0.00028418 | 0.016858 | 0.99978
1 | Test | effluent_total_phosphorus_mg_L | 0.005706 | 0.075538 | 0.99541
1 | Train | wastage_total_phosphorus_mg_L | 0.14393 | 0.37938 | 0.99992
1 | Test | wastage_total_phosphorus_mg_L | 4.9963 | 2.2352 | 0.99765
1 | Train | effluent_total_suspended_solids_mg_L | 0.00022252 | 0.014917 | 0.99992
1 | Test | effluent_total_suspended_solids_mg_L | 0.012536 | 0.11196 | 0.9954
1 | Train | wastage_total_suspended_solids_mg_L | 25.3446 | 5.0343 | 0.99995
1 | Test | wastage_total_suspended_solids_mg_L | 2202.7797 | 46.9338 | 0.99631
1 | Train | effluent_volatile_suspended_solids_mg_L | 0.00020725 | 0.014396 | 0.99991
1 | Test | effluent_volatile_suspended_solids_mg_L | 0.01052 | 0.10257 | 0.99502
1 | Train | wastage_volatile_suspended_solids_mg_L | 21.2739 | 4.6124 | 0.99995
1 | Test | wastage_volatile_suspended_solids_mg_L | 1554.6455 | 39.429 | 0.99632
1 | Train | effluent_total_organic_carbon_mg_L | 0.043689 | 0.20902 | 0.99979
1 | Test | effluent_total_organic_carbon_mg_L | 4.0715 | 2.0178 | 0.98074
1 | Train | wastage_total_organic_carbon_mg_L | 6.3092 | 2.5118 | 0.99994
1 | Test | wastage_total_organic_carbon_mg_L | 208.8392 | 14.4513 | 0.99805
1 | Train | effluent_total_carbon_mg_L | 0.014143 | 0.11893 | 0.9998
1 | Test | effluent_total_carbon_mg_L | 0.60639 | 0.77871 | 0.99065
1 | Train | wastage_total_carbon_mg_L | 5.3664 | 2.3165 | 0.99995
1 | Test | wastage_total_carbon_mg_L | 297.5532 | 17.2497 | 0.99721
2 | Train | effluent_heterotrophic_biomass_mg_L | 0.00083902 | 0.028966 | 0.99981
2 | Test | effluent_heterotrophic_biomass_mg_L | 0.15641 | 0.39549 | 0.96838
2 | Train | wastage_heterotrophic_biomass_mg_L | 111.7602 | 10.5717 | 0.99985
2 | Test | wastage_heterotrophic_biomass_mg_L | 38633.4757 | 196.554 | 0.9469
2 | Train | effluent_phosphate_accumulating_biomass_mg_L | 0.00022234 | 0.014911 | 0.99993
2 | Test | effluent_phosphate_accumulating_biomass_mg_L | 0.69421 | 0.83319 | 0.80327
2 | Train | wastage_phosphate_accumulating_biomass_mg_L | 725.4069 | 26.9334 | 0.9989
2 | Test | wastage_phosphate_accumulating_biomass_mg_L | 4438284.468 | 2106.7236 | -5.4563
2 | Train | effluent_nitrifying_biomass_mg_L | 9.2401e-09 | 9.6126e-05 | 0.99993
2 | Test | effluent_nitrifying_biomass_mg_L | 6.5894e-06 | 0.002567 | 0.99189
2 | Train | wastage_nitrifying_biomass_mg_L | 0.00056899 | 0.023854 | 0.99998
2 | Test | wastage_nitrifying_biomass_mg_L | 2519.2987 | 50.1926 | -12.2176
2 | Train | effluent_chemical_oxygen_demand_mg_L | 0.16083 | 0.40104 | 0.99989
2 | Test | effluent_chemical_oxygen_demand_mg_L | 19.3945 | 4.4039 | 0.98654
2 | Train | wastage_chemical_oxygen_demand_mg_L | 80.6886 | 8.9827 | 0.99991
2 | Test | wastage_chemical_oxygen_demand_mg_L | 2884.6412 | 53.7089 | 0.99311
2 | Train | effluent_biochemical_oxygen_demand_mg_L | 0.13531 | 0.36784 | 0.99982
2 | Test | effluent_biochemical_oxygen_demand_mg_L | 10.4603 | 3.2342 | 0.98536
2 | Train | wastage_biochemical_oxygen_demand_mg_L | 15.4676 | 3.9329 | 0.99986
2 | Test | wastage_biochemical_oxygen_demand_mg_L | 794.9034 | 28.194 | 0.98365
2 | Train | effluent_total_nitrogen_mg_L | 0.00023143 | 0.015213 | 0.99992
2 | Test | effluent_total_nitrogen_mg_L | 0.71749 | 0.84705 | 0.95019
2 | Train | wastage_total_nitrogen_mg_L | 0.21044 | 0.45873 | 0.99989
2 | Test | wastage_total_nitrogen_mg_L | 5.0821 | 2.2543 | 0.99401
2 | Train | effluent_total_kjeldahl_nitrogen_mg_L | 0.00022836 | 0.015112 | 0.99992
2 | Test | effluent_total_kjeldahl_nitrogen_mg_L | 1.1252 | 1.0608 | 0.93027
2 | Train | wastage_total_kjeldahl_nitrogen_mg_L | 0.20873 | 0.45687 | 0.99989
2 | Test | wastage_total_kjeldahl_nitrogen_mg_L | 6.9041 | 2.6276 | 0.99191
2 | Train | effluent_total_phosphorus_mg_L | 0.00024182 | 0.015551 | 0.9998
2 | Test | effluent_total_phosphorus_mg_L | 0.006748 | 0.082146 | 0.99583
2 | Train | wastage_total_phosphorus_mg_L | 0.16841 | 0.41038 | 0.99991
2 | Test | wastage_total_phosphorus_mg_L | 86.9956 | 9.3271 | 0.94123
2 | Train | effluent_total_suspended_solids_mg_L | 0.00023539 | 0.015342 | 0.99991
2 | Test | effluent_total_suspended_solids_mg_L | 0.022046 | 0.14848 | 0.99175
2 | Train | wastage_total_suspended_solids_mg_L | 44.7319 | 6.6882 | 0.99993
2 | Test | wastage_total_suspended_solids_mg_L | 1226.4722 | 35.021 | 0.9949
2 | Train | effluent_volatile_suspended_solids_mg_L | 0.00018414 | 0.01357 | 0.99991
2 | Test | effluent_volatile_suspended_solids_mg_L | 0.010699 | 0.10344 | 0.99533
2 | Train | wastage_volatile_suspended_solids_mg_L | 33.689 | 5.8042 | 0.99992
2 | Test | wastage_volatile_suspended_solids_mg_L | 1985.6141 | 44.5602 | 0.99027
2 | Train | effluent_total_organic_carbon_mg_L | 0.024919 | 0.15786 | 0.99988
2 | Test | effluent_total_organic_carbon_mg_L | 2.8636 | 1.6922 | 0.98583
2 | Train | wastage_total_organic_carbon_mg_L | 8.9878 | 2.998 | 0.99992
2 | Test | wastage_total_organic_carbon_mg_L | 658.6936 | 25.665 | 0.98797
2 | Train | effluent_total_carbon_mg_L | 0.010805 | 0.10395 | 0.99984
2 | Test | effluent_total_carbon_mg_L | 0.56215 | 0.74977 | 0.99339
2 | Train | wastage_total_carbon_mg_L | 8.2753 | 2.8767 | 0.99993
2 | Test | wastage_total_carbon_mg_L | 630.5166 | 25.1101 | 0.98839
3 | Train | effluent_heterotrophic_biomass_mg_L | 0.00051337 | 0.022658 | 0.99989
3 | Test | effluent_heterotrophic_biomass_mg_L | 0.02661 | 0.16313 | 0.99363
3 | Train | wastage_heterotrophic_biomass_mg_L | 112.5098 | 10.6071 | 0.99984
3 | Test | wastage_heterotrophic_biomass_mg_L | 5774.517 | 75.9902 | 0.9921
3 | Train | effluent_phosphate_accumulating_biomass_mg_L | 0.00045595 | 0.021353 | 0.99987
3 | Test | effluent_phosphate_accumulating_biomass_mg_L | 0.20345 | 0.45106 | 0.88959
3 | Train | wastage_phosphate_accumulating_biomass_mg_L | 1832.4871 | 42.8076 | 0.99752
3 | Test | wastage_phosphate_accumulating_biomass_mg_L | 156850.3847 | 396.0434 | 0.56116
3 | Train | effluent_nitrifying_biomass_mg_L | 3.0642e-08 | 0.00017505 | 0.9999
3 | Test | effluent_nitrifying_biomass_mg_L | 5.4916e-06 | 0.0023434 | 0.96245
3 | Train | wastage_nitrifying_biomass_mg_L | 0.0007038 | 0.026529 | 0.99999
3 | Test | wastage_nitrifying_biomass_mg_L | 14.8233 | 3.8501 | 0.41144
3 | Train | effluent_chemical_oxygen_demand_mg_L | 0.17569 | 0.41915 | 0.99989
3 | Test | effluent_chemical_oxygen_demand_mg_L | 5.5958 | 2.3656 | 0.99527
3 | Train | wastage_chemical_oxygen_demand_mg_L | 92.9093 | 9.6389 | 0.99987
3 | Test | wastage_chemical_oxygen_demand_mg_L | 662.6106 | 25.7412 | 0.99926
3 | Train | effluent_biochemical_oxygen_demand_mg_L | 0.18667 | 0.43205 | 0.99976
3 | Test | effluent_biochemical_oxygen_demand_mg_L | 4.1599 | 2.0396 | 0.99306
3 | Train | wastage_biochemical_oxygen_demand_mg_L | 22.9586 | 4.7915 | 0.99975
3 | Test | wastage_biochemical_oxygen_demand_mg_L | 703.5694 | 26.5249 | 0.99359
3 | Train | effluent_total_nitrogen_mg_L | 0.00071555 | 0.02675 | 0.99987
3 | Test | effluent_total_nitrogen_mg_L | 0.063051 | 0.2511 | 0.98271
3 | Train | wastage_total_nitrogen_mg_L | 0.2918 | 0.54019 | 0.99982
3 | Test | wastage_total_nitrogen_mg_L | 3.721 | 1.929 | 0.99823
3 | Train | effluent_total_kjeldahl_nitrogen_mg_L | 0.0008764 | 0.029604 | 0.99986
3 | Test | effluent_total_kjeldahl_nitrogen_mg_L | 0.16481 | 0.40596 | 0.95576
3 | Train | wastage_total_kjeldahl_nitrogen_mg_L | 0.27175 | 0.52129 | 0.99983
3 | Test | wastage_total_kjeldahl_nitrogen_mg_L | 3.2186 | 1.794 | 0.99847
3 | Train | effluent_total_phosphorus_mg_L | 0.00030039 | 0.017332 | 0.99978
3 | Test | effluent_total_phosphorus_mg_L | 0.0088026 | 0.093822 | 0.99131
3 | Train | wastage_total_phosphorus_mg_L | 0.21854 | 0.46749 | 0.99989
3 | Test | wastage_total_phosphorus_mg_L | 19.7372 | 4.4427 | 0.97379
3 | Train | effluent_total_suspended_solids_mg_L | 0.00024629 | 0.015694 | 0.99991
3 | Test | effluent_total_suspended_solids_mg_L | 0.020304 | 0.14249 | 0.99319
3 | Train | wastage_total_suspended_solids_mg_L | 77.937 | 8.8282 | 0.99985
3 | Test | wastage_total_suspended_solids_mg_L | 807.807 | 28.4219 | 0.99858
3 | Train | effluent_volatile_suspended_solids_mg_L | 0.00020396 | 0.014281 | 0.9999
3 | Test | effluent_volatile_suspended_solids_mg_L | 0.0122 | 0.11045 | 0.99513
3 | Train | wastage_volatile_suspended_solids_mg_L | 46.8393 | 6.8439 | 0.99987
3 | Test | wastage_volatile_suspended_solids_mg_L | 463.723 | 21.5342 | 0.99901
3 | Train | effluent_total_organic_carbon_mg_L | 0.020868 | 0.14446 | 0.9999
3 | Test | effluent_total_organic_carbon_mg_L | 0.75574 | 0.86933 | 0.99544
3 | Train | wastage_total_organic_carbon_mg_L | 10.9248 | 3.3053 | 0.99988
3 | Test | wastage_total_organic_carbon_mg_L | 93.7693 | 9.6835 | 0.9992
3 | Train | effluent_total_carbon_mg_L | 0.0115 | 0.10724 | 0.99984
3 | Test | effluent_total_carbon_mg_L | 0.68727 | 0.82902 | 0.98763
3 | Train | wastage_total_carbon_mg_L | 13.3188 | 3.6495 | 0.99986
3 | Test | wastage_total_carbon_mg_L | 120.9656 | 10.9984 | 0.99897
4 | Train | effluent_heterotrophic_biomass_mg_L | 0.00056026 | 0.02367 | 0.99987
4 | Test | effluent_heterotrophic_biomass_mg_L | 0.042501 | 0.20616 | 0.99199
4 | Train | wastage_heterotrophic_biomass_mg_L | 115.1964 | 10.733 | 0.99984
4 | Test | wastage_heterotrophic_biomass_mg_L | 4644.3507 | 68.1495 | 0.99394
4 | Train | effluent_phosphate_accumulating_biomass_mg_L | 0.00025568 | 0.01599 | 0.99991
4 | Test | effluent_phosphate_accumulating_biomass_mg_L | 0.38933 | 0.62396 | 0.91167
4 | Train | wastage_phosphate_accumulating_biomass_mg_L | 677.1916 | 26.0229 | 0.99882
4 | Test | wastage_phosphate_accumulating_biomass_mg_L | 6427399.2862 | 2535.2316 | -5.3231
4 | Train | effluent_nitrifying_biomass_mg_L | 2.4536e-08 | 0.00015664 | 0.9999
4 | Test | effluent_nitrifying_biomass_mg_L | 6.714e-06 | 0.0025911 | 0.97961
4 | Train | wastage_nitrifying_biomass_mg_L | 0.0021768 | 0.046656 | 0.99996
4 | Test | wastage_nitrifying_biomass_mg_L | 5.9413 | 2.4375 | 0.9198
4 | Train | effluent_chemical_oxygen_demand_mg_L | 0.20442 | 0.45212 | 0.99986
4 | Test | effluent_chemical_oxygen_demand_mg_L | 12.9239 | 3.595 | 0.99193
4 | Train | wastage_chemical_oxygen_demand_mg_L | 46.7659 | 6.8386 | 0.99994
4 | Test | wastage_chemical_oxygen_demand_mg_L | 2516.2728 | 50.1625 | 0.99669
4 | Train | effluent_biochemical_oxygen_demand_mg_L | 0.13736 | 0.37062 | 0.99981
4 | Test | effluent_biochemical_oxygen_demand_mg_L | 5.7078 | 2.3891 | 0.99292
4 | Train | wastage_biochemical_oxygen_demand_mg_L | 14.5997 | 3.821 | 0.99984
4 | Test | wastage_biochemical_oxygen_demand_mg_L | 820.2436 | 28.6399 | 0.99226
4 | Train | effluent_total_nitrogen_mg_L | 0.00074482 | 0.027291 | 0.99986
4 | Test | effluent_total_nitrogen_mg_L | 0.062887 | 0.25077 | 0.98711
4 | Train | wastage_total_nitrogen_mg_L | 0.11764 | 0.34298 | 0.99993
4 | Test | wastage_total_nitrogen_mg_L | 7.5284 | 2.7438 | 0.99578
4 | Train | effluent_total_kjeldahl_nitrogen_mg_L | 0.00090873 | 0.030145 | 0.99984
4 | Test | effluent_total_kjeldahl_nitrogen_mg_L | 0.097793 | 0.31272 | 0.98039
4 | Train | wastage_total_kjeldahl_nitrogen_mg_L | 0.14781 | 0.38445 | 0.99991
4 | Test | wastage_total_kjeldahl_nitrogen_mg_L | 10.5023 | 3.2407 | 0.99412
4 | Train | effluent_total_phosphorus_mg_L | 0.00030363 | 0.017425 | 0.99975
4 | Test | effluent_total_phosphorus_mg_L | 0.011165 | 0.10566 | 0.9925
4 | Train | wastage_total_phosphorus_mg_L | 0.096378 | 0.31045 | 0.99993
4 | Test | wastage_total_phosphorus_mg_L | 87.1576 | 9.3358 | 0.97433
4 | Train | effluent_total_suspended_solids_mg_L | 0.00022961 | 0.015153 | 0.99991
4 | Test | effluent_total_suspended_solids_mg_L | 0.01158 | 0.10761 | 0.99621
4 | Train | wastage_total_suspended_solids_mg_L | 24.9537 | 4.9954 | 0.99995
4 | Test | wastage_total_suspended_solids_mg_L | 4280.2168 | 65.4234 | 0.99316
4 | Train | effluent_volatile_suspended_solids_mg_L | 0.00024106 | 0.015526 | 0.99989
4 | Test | effluent_volatile_suspended_solids_mg_L | 0.010364 | 0.1018 | 0.99552
4 | Train | wastage_volatile_suspended_solids_mg_L | 23.178 | 4.8144 | 0.99994
4 | Test | wastage_volatile_suspended_solids_mg_L | 1096.1846 | 33.1087 | 0.99724
4 | Train | effluent_total_organic_carbon_mg_L | 0.036174 | 0.19019 | 0.99982
4 | Test | effluent_total_organic_carbon_mg_L | 1.6124 | 1.2698 | 0.99282
4 | Train | wastage_total_organic_carbon_mg_L | 5.1129 | 2.2612 | 0.99995
4 | Test | wastage_total_organic_carbon_mg_L | 340.9721 | 18.4654 | 0.99662
4 | Train | effluent_total_carbon_mg_L | 0.014877 | 0.12197 | 0.99978
4 | Test | effluent_total_carbon_mg_L | 1.5318 | 1.2376 | 0.97897
4 | Train | wastage_total_carbon_mg_L | 5.1147 | 2.2616 | 0.99995
4 | Test | wastage_total_carbon_mg_L | 298.0823 | 17.2651 | 0.99703
5 | Train | effluent_heterotrophic_biomass_mg_L | 0.00077638 | 0.027864 | 0.99984
5 | Test | effluent_heterotrophic_biomass_mg_L | 0.011947 | 0.1093 | 0.99626
5 | Train | wastage_heterotrophic_biomass_mg_L | 138.9132 | 11.7861 | 0.99981
5 | Test | wastage_heterotrophic_biomass_mg_L | 1641.9188 | 40.5206 | 0.99743
5 | Train | effluent_phosphate_accumulating_biomass_mg_L | 0.00053119 | 0.023047 | 0.99984
5 | Test | effluent_phosphate_accumulating_biomass_mg_L | 0.0066489 | 0.081541 | 0.99747
5 | Train | wastage_phosphate_accumulating_biomass_mg_L | 2703.4651 | 51.9949 | 0.9962
5 | Test | wastage_phosphate_accumulating_biomass_mg_L | 11230.6717 | 105.9749 | 0.97636
5 | Train | effluent_nitrifying_biomass_mg_L | 2.8341e-08 | 0.00016835 | 0.99991
5 | Test | effluent_nitrifying_biomass_mg_L | 5.2887e-07 | 0.00072723 | -8.2916
5 | Train | wastage_nitrifying_biomass_mg_L | 0.0055617 | 0.074577 | 0.99993
5 | Test | wastage_nitrifying_biomass_mg_L | 0.021456 | 0.14648 | -1.2874
5 | Train | effluent_chemical_oxygen_demand_mg_L | 0.12743 | 0.35697 | 0.99991
5 | Test | effluent_chemical_oxygen_demand_mg_L | 17.0175 | 4.1252 | 0.98964
5 | Train | wastage_chemical_oxygen_demand_mg_L | 64.5578 | 8.0348 | 0.99991
5 | Test | wastage_chemical_oxygen_demand_mg_L | 1052.0209 | 32.4349 | 0.99881
5 | Train | effluent_biochemical_oxygen_demand_mg_L | 0.21538 | 0.4641 | 0.9997
5 | Test | effluent_biochemical_oxygen_demand_mg_L | 12.8061 | 3.5786 | 0.98454
5 | Train | wastage_biochemical_oxygen_demand_mg_L | 13.3024 | 3.6472 | 0.99986
5 | Test | wastage_biochemical_oxygen_demand_mg_L | 327.9731 | 18.11 | 0.99687
5 | Train | effluent_total_nitrogen_mg_L | 0.00075811 | 0.027534 | 0.99988
5 | Test | effluent_total_nitrogen_mg_L | 0.017407 | 0.13193 | 0.98768
5 | Train | wastage_total_nitrogen_mg_L | 0.15462 | 0.39322 | 0.99991
5 | Test | wastage_total_nitrogen_mg_L | 2.7674 | 1.6635 | 0.99852
5 | Train | effluent_total_kjeldahl_nitrogen_mg_L | 0.00087795 | 0.02963 | 0.99987
5 | Test | effluent_total_kjeldahl_nitrogen_mg_L | 0.019872 | 0.14097 | 0.98594
5 | Train | wastage_total_kjeldahl_nitrogen_mg_L | 0.16753 | 0.4093 | 0.9999
5 | Test | wastage_total_kjeldahl_nitrogen_mg_L | 2.525 | 1.589 | 0.99865
5 | Train | effluent_total_phosphorus_mg_L | 0.00030311 | 0.01741 | 0.99977
5 | Test | effluent_total_phosphorus_mg_L | 0.0035184 | 0.059316 | 0.9965
5 | Train | wastage_total_phosphorus_mg_L | 0.22232 | 0.4715 | 0.99989
5 | Test | wastage_total_phosphorus_mg_L | 0.72887 | 0.85374 | 0.99931
5 | Train | effluent_total_suspended_solids_mg_L | 0.0003779 | 0.01944 | 0.99987
5 | Test | effluent_total_suspended_solids_mg_L | 0.01656 | 0.12869 | 0.99164
5 | Train | wastage_total_suspended_solids_mg_L | 35.1132 | 5.9256 | 0.99993
5 | Test | wastage_total_suspended_solids_mg_L | 734.6312 | 27.1041 | 0.99871
5 | Train | effluent_volatile_suspended_solids_mg_L | 0.0002971 | 0.017237 | 0.99987
5 | Test | effluent_volatile_suspended_solids_mg_L | 0.012278 | 0.11081 | 0.99225
5 | Train | wastage_volatile_suspended_solids_mg_L | 27.6392 | 5.2573 | 0.99993
5 | Test | wastage_volatile_suspended_solids_mg_L | 620.7519 | 24.9149 | 0.99861
5 | Train | effluent_total_organic_carbon_mg_L | 0.022417 | 0.14972 | 0.99989
5 | Test | effluent_total_organic_carbon_mg_L | 2.3875 | 1.5452 | 0.98964
5 | Train | wastage_total_organic_carbon_mg_L | 9.4485 | 3.0738 | 0.9999
5 | Test | wastage_total_organic_carbon_mg_L | 182.3731 | 13.5046 | 0.99842
5 | Train | effluent_total_carbon_mg_L | 0.018141 | 0.13469 | 0.99974
5 | Test | effluent_total_carbon_mg_L | 0.51254 | 0.71592 | 0.99259
5 | Train | wastage_total_carbon_mg_L | 6.1362 | 2.4771 | 0.99994
5 | Test | wastage_total_carbon_mg_L | 184.9006 | 13.5978 | 0.99838

## Final_Model_Stats
| Variable | MSE | RMSE | R2
0 | effluent_heterotrophic_biomass_mg_L | 0.00068838 | 0.026237 | 0.99985
1 | wastage_heterotrophic_biomass_mg_L | 88.3579 | 9.3999 | 0.99988
2 | effluent_phosphate_accumulating_biomass_mg_L | 0.00050506 | 0.022473 | 0.99984
3 | wastage_phosphate_accumulating_biomass_mg_L | 2660.764 | 51.5826 | 0.996
4 | effluent_nitrifying_biomass_mg_L | 3.1423e-08 | 0.00017726 | 0.99988
5 | wastage_nitrifying_biomass_mg_L | 0.00020652 | 0.014371 | 1
6 | effluent_chemical_oxygen_demand_mg_L | 0.27644 | 0.52577 | 0.99981
7 | wastage_chemical_oxygen_demand_mg_L | 44.1042 | 6.6411 | 0.99994
8 | effluent_biochemical_oxygen_demand_mg_L | 0.16853 | 0.41053 | 0.99977
9 | wastage_biochemical_oxygen_demand_mg_L | 17.8588 | 4.226 | 0.99981
10 | effluent_total_nitrogen_mg_L | 0.00064275 | 0.025352 | 0.99988
11 | wastage_total_nitrogen_mg_L | 0.1427 | 0.37776 | 0.99992
12 | effluent_total_kjeldahl_nitrogen_mg_L | 0.00088177 | 0.029695 | 0.99984
13 | wastage_total_kjeldahl_nitrogen_mg_L | 0.14509 | 0.38091 | 0.99992
14 | effluent_total_phosphorus_mg_L | 0.00036454 | 0.019093 | 0.99971
15 | wastage_total_phosphorus_mg_L | 0.17852 | 0.42252 | 0.9999
16 | effluent_total_suspended_solids_mg_L | 0.00045693 | 0.021376 | 0.99983
17 | wastage_total_suspended_solids_mg_L | 30.7073 | 5.5414 | 0.99994
18 | effluent_volatile_suspended_solids_mg_L | 0.00035681 | 0.018889 | 0.99984
19 | wastage_volatile_suspended_solids_mg_L | 19.6 | 4.4272 | 0.99995
20 | effluent_total_organic_carbon_mg_L | 0.036486 | 0.19101 | 0.99982
21 | wastage_total_organic_carbon_mg_L | 5.8074 | 2.4098 | 0.99994
22 | effluent_total_carbon_mg_L | 0.014121 | 0.11883 | 0.9998
23 | wastage_total_carbon_mg_L | 5.8785 | 2.4246 | 0.99994

## Feature_Importance
| Feature | Importance
6 | influent_biochemical_oxygen_demand_mg_L | 16.7802
5 | Q_was | 13.1517
9 | influent_nitrifying_biomass_mg_L | 11.1581
17 | influent_volatile_suspended_solids_mg_L | 7.844
4 | Q_raw_inf | 7.613
16 | influent_total_suspended_solids_mg_L | 6.7312
2 | Q_ext | 6.2174
1 | C1_surface_area | 5.4932
13 | influent_total_nitrogen_mg_L | 5.4178
8 | influent_heterotrophic_biomass_mg_L | 4.1508
12 | influent_total_kjeldahl_nitrogen_mg_L | 3.6561
15 | influent_total_phosphorus_mg_L | 3.5892
10 | influent_phosphate_accumulating_biomass_mg_L | 2.7912
14 | influent_total_organic_carbon_mg_L | 2.1871
7 | influent_chemical_oxygen_demand_mg_L | 2.1373
11 | influent_total_carbon_mg_L | 1.0119
0 | C1_height | 0.037752
3 | Q_int | 0.032052

## Comp_Cost
Training_Time_Sec
0 | 6.0603

## Calibration_Data
C1_height | C1_surface_area | Q_ext | Q_int | Q_raw_inf | Q_was | influent_biochemical_oxygen_demand_mg_L | influent_chemical_oxygen_demand_mg_L | influent_heterotrophic_biomass_mg_L | influent_nitrifying_biomass_mg_L | influent_phosphate_accumulating_biomass_mg_L | influent_total_carbon_mg_L | influent_total_kjeldahl_nitrogen_mg_L | influent_total_nitrogen_mg_L | influent_total_organic_carbon_mg_L | influent_total_phosphorus_mg_L | influent_total_suspended_solids_mg_L | influent_volatile_suspended_solids_mg_L | effluent_heterotrophic_biomass_mg_L | wastage_heterotrophic_biomass_mg_L | effluent_phosphate_accumulating_biomass_mg_L | wastage_phosphate_accumulating_biomass_mg_L | effluent_nitrifying_biomass_mg_L | wastage_nitrifying_biomass_mg_L | effluent_chemical_oxygen_demand_mg_L | wastage_chemical_oxygen_demand_mg_L | effluent_biochemical_oxygen_demand_mg_L | wastage_biochemical_oxygen_demand_mg_L | effluent_total_nitrogen_mg_L | wastage_total_nitrogen_mg_L | effluent_total_kjeldahl_nitrogen_mg_L | wastage_total_kjeldahl_nitrogen_mg_L | effluent_total_phosphorus_mg_L | wastage_total_phosphorus_mg_L | effluent_total_suspended_solids_mg_L | wastage_total_suspended_solids_mg_L | effluent_volatile_suspended_solids_mg_L | wastage_volatile_suspended_solids_mg_L | effluent_total_organic_carbon_mg_L | wastage_total_organic_carbon_mg_L | effluent_total_carbon_mg_L | wastage_total_carbon_mg_L
3.6505 | 1744.3897 | 17267.9598 | 60163.8568 | 19684.0991 | 445.8561 | 1737.4476 | 4120.6764 | 2509.1449 | 2.4472e-08 | 6.1081e-08 | 1578.9854 | 251.761 | 251.761 | 1489.3607 | 69.6712 | 3387.3496 | 2986.0269 | 11.3733 | 5221.8714 | 2.7686e-10 | 1.2712e-07 | 1.1092e-10 | 5.0929e-08 | 125.2682 | 8459.9242 | 74.3081 | 3543.7146 | 38.6016 | 483.2646 | 38.6016 | 483.2646 | 4.3291 | 140.6365 | 15.3539 | 7049.5349 | 13.5348 | 6214.3276 | 45.8872 | 3057.0577 | 135.5119 | 3146.6824
3.6663 | 1681.5298 | 17086.9542 | 75015.7643 | 20785.0211 | 322.9768 | 1971.9819 | 5094.2411 | 2967.7665 | 0 | 0 | 1939.9475 | 295.0844 | 295.0844 | 1847.3847 | 84.4988 | 4194.57 | 3684.4492 | 12.6458 | 6440.9455 | -1.4598e-16 | -1.4598e-16 | 1.12e-14 | 1.12e-14 | 117.4939 | 10943.4553 | 67.0868 | 4210.8217 | 40.0529 | 594.8251 | 40.0529 | 594.8251 | 4.7198 | 178.2638 | 17.8732 | 9103.4779 | 15.6996 | 7996.3625 | 42.9675 | 3968.1319 | 135.5303 | 4060.6948
4.7792 | 1739.9657 | 16176.8379 | 54768.9606 | 20661.2027 | 489.4395 | 1736.1132 | 3992.0803 | 2496.9995 | 0 | 0 | 1532.1982 | 248.3315 | 248.3315 | 1440.9449 | 68.1043 | 3298.2391 | 2911.1086 | 11.8339 | 5504.88 | 1.4831e-20 | 1.4831e-20 | 0 | 0 | 113.3129 | 8686.6846 | 65.9176 | 3757.6078 | 37.6417 | 503.3364 | 37.6417 | 503.3364 | 4.0633 | 145.6153 | 15.6311 | 7271.2913 | 13.7964 | 6417.8242 | 41.379 | 3134.8872 | 132.6323 | 3226.1404
3.1024 | 1573.1812 | 20338.687 | 32592.7521 | 16157.6505 | 353.9415 | 1844.007 | 4889.9483 | 2939.4362 | 2.9309e-09 | 0 | 1881.6808 | 287.9123 | 287.9123 | 1776.9945 | 82.4938 | 4087.9048 | 3581.2619 | 11.4999 | 5175.607 | -2.4431e-16 | -2.4431e-16 | 1.1466e-11 | 5.1605e-09 | 47.2973 | 8588.456 | 17.4109 | 3239.0445 | 39.0589 | 477.9706 | 39.0589 | 477.9706 | 4.3993 | 142.1375 | 15.9931 | 7197.7712 | 14.011 | 6305.7005 | 16.6778 | 3121.412 | 121.3641 | 3226.0983
3.2578 | 1703.6549 | 17676.5603 | 22204.0944 | 16714.8961 | 450.8672 | 1567.5754 | 3835.9563 | 2360.8644 | 0 | 0 | 1484.8729 | 236.9493 | 236.9493 | 1390.1799 | 65.5391 | 3171.6972 | 2787.4087 | 10.2127 | 4469.8821 | 3.61e-15 | 3.61e-15 | 6.9753e-16 | 6.9753e-16 | 96.3429 | 7191.1583 | 53.9667 | 2925.5936 | 38.5188 | 414.9823 | 38.5188 | 414.9823 | 4.2816 | 120.4996 | 13.7202 | 6005.0518 | 12.0579 | 5277.469 | 35.084 | 2605.9795 | 129.777 | 2700.6725
4.2205 | 1226.9661 | 17892.1286 | 26279.6946 | 17489.5426 | 400.0954 | 1866.2413 | 4628.9319 | 3036.9009 | 0 | 4.1896e-09 | 1788.5041 | 285.2362 | 285.2362 | 1683.2941 | 80.5179 | 3913.3991 | 3425.3346 | 14.9175 | 5860.1785 | 2.058e-11 | 8.0844e-09 | -2.3182e-15 | -2.3182e-15 | 42.0933 | 8914.17 | 13.0564 | 3597.573 | 37.7214 | 516.4761 | 37.7214 | 516.4761 | 4.0321 | 151.9744 | 19.2229 | 7551.5197 | 16.8255 | 6609.7225 | 14.6976 | 3242.1746 | 119.9076 | 3347.3845
4.8825 | 1464.8273 | 20058.4705 | 24920.7065 | 16794.6258 | 486.2889 | 1732.3488 | 4136.6405 | 1648.1361 | 16.5757 | 1206.5088 | 1605.5322 | 256.6531 | 256.8028 | 1506.1374 | 131.3872 | 3716.4251 | 3075.816 | 7.229 | 2950.6814 | 5.2919 | 2160.0298 | 0.072703 | 29.6757 | 33.6341 | 7393.59 | 8.7108 | 3100.5655 | 29.2692 | 437.4172 | 29.1195 | 437.2675 | 0.62488 | 235.1859 | 16.3008 | 6653.5684 | 13.491 | 5506.6768 | 11.5824 | 2692.5089 | 110.9768 | 2791.9034
4.7486 | 1786.4575 | 17855.2017 | 36484.1446 | 17614.0126 | 483.1709 | 1652.9933 | 3949.6615 | 2509.2299 | 1.2406e-09 | 5.8924e-09 | 1528.0158 | 246.5853 | 246.5853 | 1430.3915 | 68.0923 | 3293.7308 | 2896.1511 | 10.6354 | 4843.2989 | 2.4975e-11 | 1.1374e-08 | 5.2584e-12 | 2.3946e-09 | 77.2727 | 7567.0645 | 40.4122 | 3159.3904 | 37.5848 | 441.8238 | 37.5848 | 441.8238 | 4.0169 | 127.9486 | 13.9606 | 6357.5375 | 12.2754 | 5590.1317 | 27.928 | 2740.5068 | 125.5522 | 2838.1311
4.1375 | 1490.9904 | 18495.8365 | 19050.615 | 17238.6483 | 393.7082 | 1802.5615 | 4585.8725 | 2882.6833 | 0 | 0 | 1770.3166 | 277.8525 | 277.8525 | 1666.3256 | 78.6583 | 3850.8594 | 3373.723 | 12.4388 | 5442.2525 | 1.5497e-16 | 1.5497e-16 | -1.533e-16 | -1.533e-16 | 48.5615 | 8632.0649 | 18.4139 | 3393.5928 | 38.3246 | 491.4539 | 38.3246 | 491.4539 | 4.1995 | 145.0578 | 16.6165 | 7270.0837 | 14.5577 | 6369.2921 | 17.1513 | 3136.9933 | 121.1422 | 3240.9842
4.4698 | 1543.6201 | 16438.352 | 40886.6247 | 17991.9757 | 422.712 | 1748.9806 | 4249.5597 | 2683.3673 | 2.1444e-09 | 3.479e-09 | 1638.9882 | 261.6917 | 261.6917 | 1540.0566 | 72.9687 | 3549.3802 | 3118.6159 | 12.1047 | 5466.8286 | 1.5693e-11 | 7.0877e-09 | 9.6746e-12 | 4.3688e-09 | 73.6184 | 8600.8993 | 36.9366 | 3532.9341 | 37.9388 | 494.8427 | 37.9388 | 494.8427 | 4.1131 | 144.7165 | 16.0113 | 7231.158 | 14.0681 | 6353.5611 | 26.5295 | 3117.1551 | 125.4611 | 3216.0866
4.8704 | 1361.9888 | 18006.7974 | 73586.7511 | 17942.4679 | 438.6957 | 1745.2222 | 4218.5854 | 2643.8182 | 1.9043e-08 | 4.7473e-08 | 1625.1555 | 259.4419 | 259.4419 | 1527.8095 | 72.2136 | 3513.5864 | 3089.5598 | 13.0877 | 5140.2387 | 2.3501e-10 | 9.23e-08 | 9.4271e-11 | 3.7025e-08 | 84.1147 | 8141.974 | 43.988 | 3359.6012 | 38.1274 | 469.4573 | 38.1274 | 469.4573 | 4.1743 | 136.7792 | 17.3934 | 6831.284 | 15.2943 | 6006.871 | 30.4395 | 2948.7324 | 127.7855 | 3046.0784
3.808 | 1219.7457 | 16116.6564 | 20553.454 | 16817.1074 | 362.8008 | 1802.5754 | 4600.8377 | 2977.0669 | 3.4671e-09 | 0.0023646 | 1781.3463 | 281.309 | 281.309 | 1675.2393 | 79.3819 | 3884.1545 | 3396.3798 | 14.3143 | 5935.2978 | 1.1369e-05 | 0.0047142 | 1.6666e-11 | 6.9124e-09 | 38.5333 | 9156.1792 | 10.4445 | 3591.9713 | 38.1918 | 524.0551 | 38.1918 | 524.0551 | 4.174 | 154.4749 | 18.6758 | 7743.7339 | 16.3304 | 6771.2706 | 13.3855 | 3334.5568 | 119.4925 | 3440.6639
3.7294 | 1731.0878 | 16733.5106 | 20736.5847 | 18548.402 | 411.6888 | 1657.5728 | 4092.2376 | 2470.1584 | 0 | 0 | 1574.8081 | 248.2699 | 248.2699 | 1482.9649 | 69.2123 | 3367.5697 | 2960.2395 | 10.8781 | 5071.6598 | 2.0654e-16 | 2.0654e-16 | 5.8383e-16 | 5.8383e-16 | 114.7441 | 8299.7513 | 66.656 | 3340.4931 | 39.1208 | 469.5142 | 39.1208 | 469.5142 | 4.4589 | 137.7105 | 14.8301 | 6914.1996 | 13.0363 | 6077.8807 | 41.9786 | 3007.284 | 133.8218 | 3099.1272
4.8126 | 1643.4441 | 20210.3879 | 24684.3493 | 20346.3751 | 321.5758 | 1930.3968 | 5055.1721 | 2835.9633 | 0 | 0 | 1919.1501 | 288.0953 | 288.0953 | 1832.9664 | 82.7088 | 4117.5572 | 3618.3929 | 12.3229 | 5589.8564 | 2.4124e-17 | 2.4124e-17 | -1.4178e-18 | -1.4178e-18 | 154.8848 | 9834.4164 | 93.6966 | 3721.7284 | 40.9579 | 529.128 | 40.9579 | 529.128 | 4.9901 | 158.5077 | 17.8917 | 8115.9562 | 15.7227 | 7132.073 | 57.0002 | 3565.0642 | 143.1838 | 3651.2479
3.6476 | 1497.4479 | 20893.7962 | 40129.5264 | 16992.3034 | 408.5403 | 1822.7521 | 4659.8563 | 2973.3813 | 0 | 2.1107e-06 | 1800.857 | 283.0531 | 283.0531 | 1695.3329 | 80.3543 | 3926.5027 | 3435.2753 | 12.614 | 5278.3237 | 8.9544e-09 | 3.747e-06 | 2.0434e-15 | 2.0434e-15 | 39.8591 | 8256.501 | 12.1422 | 3232.3028 | 38.2038 | 473.667 | 38.2038 | 473.667 | 4.1584 | 139.6724 | 16.6575 | 6970.2977 | 14.5735 | 6098.2745 | 13.9009 | 3004.3193 | 119.425 | 3109.8434
4.7052 | 1660.0607 | 18874.4171 | 33559.5524 | 18989.3124 | 490.9623 | 1759.3096 | 4195.0233 | 2702.7701 | 0 | 0 | 1619.3747 | 261.2453 | 261.2453 | 1519.6883 | 72.5184 | 3516.0197 | 3090.3263 | 12.1373 | 5272.937 | -7.9892e-16 | -7.9892e-16 | 2.8268e-16 | 2.8268e-16 | 67.1391 | 8138.0924 | 32.5391 | 3408.7685 | 37.3554 | 475.1111 | 37.3554 | 475.1111 | 3.9502 | 138.0166 | 15.7893 | 6859.5365 | 13.8777 | 6029.0351 | 24.0992 | 2948.3164 | 123.7856 | 3048.0028
4.1716 | 1203.5961 | 16774.003 | 35109.8116 | 19951.015 | 465.4525 | 1892.5449 | 4429.5316 | 2997.5638 | 9.8984e-12 | 9.9491e-10 | 1709.9705 | 279.4527 | 279.4527 | 1606.6448 | 77.7522 | 3753.8399 | 3294.3235 | 16.6888 | 6366.8132 | 5.5501e-12 | 2.1132e-09 | 1.898e-14 | 2.0988e-11 | 49.4703 | 9380.2656 | 18.3426 | 4010.9345 | 36.6041 | 553.9418 | 36.6041 | 553.9418 | 3.7381 | 161.4095 | 20.8993 | 7973.1406 | 18.341 | 6997.1297 | 17.411 | 3402.9379 | 120.7367 | 3506.2636
3.4723 | 1508.0103 | 19546.6716 | 31343.9639 | 16630.5443 | 392.6389 | 1790.2939 | 4582.7818 | 2837.1624 | 0 | 0 | 1767.9312 | 276.0602 | 276.0602 | 1664.3195 | 78.1998 | 3839.554 | 3365.7985 | 11.9444 | 5137.9252 | -2.4452e-15 | -2.4452e-15 | -2.7308e-15 | -2.7308e-15 | 50.9292 | 8273.3706 | 20.2242 | 3231.7792 | 38.4972 | 469.5236 | 38.4972 | 469.5236 | 4.2487 | 138.4231 | 16.1645 | 6953.1942 | 14.17 | 6095.2524 | 18.0365 | 3004.9972 | 121.6482 | 3108.6088
4.0387 | 1590.7437 | 16527.2998 | 57419.4481 | 17351.9257 | 474.7101 | 1601.4794 | 3764.9582 | 2344.1518 | 1.257e-11 | 0 | 1453.9615 | 235.1775 | 235.1775 | 1361.1747 | 64.4281 | 3110.1746 | 2740.3746 | 10.9365 | 4660.2413 | -1.0023e-15 | -1.0023e-15 | 5.7555e-14 | 2.4989e-11 | 104.9712 | 7398.0809 | 60.1505 | 3131.495 | 37.9201 | 430.9871 | 37.9201 | 430.9871 | 4.1293 | 124.2843 | 14.5104 | 6183.1167 | 12.7851 | 5447.9436 | 38.291 | 2674.3484 | 131.0778 | 2767.1352
3.6707 | 1589.2806 | 17770.2132 | 25755.5789 | 19567.3396 | 330.9243 | 1754.4727 | 4541.3392 | 2535.4993 | 9.9166e-10 | 2.4837e-09 | 1730.1918 | 262.2126 | 262.2126 | 1645.8796 | 74.4468 | 3679.3579 | 3235.3693 | 11.656 | 5217.6345 | 1.1418e-11 | 5.1109e-09 | 4.5577e-12 | 2.0407e-09 | 163.9587 | 9193.2628 | 100.6632 | 3512.0069 | 40.955 | 497.3472 | 40.955 | 497.3472 | 4.9936 | 148.2561 | 16.9144 | 7571.5048 | 14.8734 | 6657.8502 | 60.4108 | 3330.7868 | 144.723 | 3415.099
3.989 | 1402.2017 | 19777.4844 | 71144.4873 | 18797.7482 | 349.462 | 2096.2516 | 5392.1384 | 3343.6341 | 0 | 0 | 2063.4129 | 318.4014 | 318.4014 | 1958.9275 | 91.4649 | 4526.2112 | 3966.3724 | 14.5362 | 6395.0732 | -1.2317e-16 | -1.2317e-16 | 3.2025e-16 | 3.2025e-16 | 50.3655 | 10288.3881 | 18.4231 | 4000.7817 | 38.7078 | 574.7676 | 38.7078 | 574.7676 | 4.3111 | 171.3498 | 19.6774 | 8656.8837 | 17.2436 | 7586.1295 | 17.7813 | 3738.1751 | 122.2666 | 3842.6605
4.4102 | 1260.5727 | 19181.061 | 84643.7133 | 18742.309 | 396.7286 | 1794.6174 | 4427.427 | 2653.0607 | 0 | 0 | 1694.8036 | 265.2254 | 265.2254 | 1603.1302 | 74.4237 | 3645.6617 | 3207.4269 | 14.0421 | 5125.9817 | -3.6153e-17 | -3.6153e-17 | -3.1744e-18 | -3.1744e-18 | 121.1297 | 8462.6898 | 69.5618 | 3411.0994 | 39.4146 | 476.8239 | 39.4146 | 476.8239 | 4.5515 | 139.8981 | 19.2958 | 7043.7873 | 16.9763 | 6197.0733 | 44.2928 | 3063.8558 | 135.9662 | 3155.5292
4.4091 | 1769.4068 | 18583.2228 | 79284.4703 | 18243.0294 | 424.3347 | 1828.3572 | 4551.4234 | 2873.4897 | 0 | 1.1913e-08 | 1754.7337 | 277.3155 | 277.3155 | 1651.3147 | 78.1126 | 3822.232 | 3353.8878 | 11.5608 | 5556.4139 | 4.7929e-11 | 2.3036e-08 | 3.8321e-18 | 3.8321e-18 | 48.981 | 8772.2522 | 19.3483 | 3524.2183 | 37.8834 | 501.772 | 37.8834 | 501.772 | 4.0802 | 147.5145 | 15.3778 | 7390.9794 | 13.4936 | 6485.351 | 17.301 | 3183.1259 | 120.72 | 3286.5449
3.3216 | 1699.3984 | 18693.7181 | 17018.5761 | 17044.058 | 328.0884 | 1828.9676 | 5041.7116 | 3005.2402 | 1.077e-09 | 3.5435e-06 | 1942.6397 | 293.2048 | 293.2048 | 1836.3631 | 84.8513 | 4216.894 | 3685.3134 | 11.3568 | 5636.203 | 1.3391e-08 | 6.6456e-06 | 4.0694e-12 | 2.0199e-09 | 40.1816 | 9436.9526 | 12.061 | 3425.6275 | 39.4981 | 516.1571 | 39.4981 | 516.1571 | 4.511 | 155.4526 | 15.9357 | 7908.6092 | 13.9268 | 6911.6519 | 14.0434 | 3437.7799 | 120.32 | 3544.0564
4.0551 | 1312.2246 | 18265.4572 | 78453.9864 | 20433.4757 | 373.7554 | 1870.8967 | 4676.1545 | 2788.2272 | 4.5575e-09 | 1.3526e-08 | 1786.3572 | 277.2247 | 277.2247 | 1694.1162 | 78.3491 | 3854.2422 | 3388.9093 | 14.6706 | 5773.1585 | 7.1166e-11 | 2.8005e-08 | 2.398e-11 | 9.4366e-09 | 120.0112 | 9579.5248 | 68.2656 | 3810.9077 | 39.6513 | 532.9038 | 39.6513 | 532.9038 | 4.6164 | 157.701 | 20.2796 | 7980.3939 | 17.8312 | 7016.8998 | 43.8602 | 3470.1395 | 136.1012 | 3562.3805
4.455 | 1620.1869 | 18214.0199 | 33670.8213 | 17129.3108 | 325.3173 | 1778.1909 | 4713.0369 | 2702.9105 | 0 | 0 | 1804.6838 | 273.2787 | 273.2787 | 1710.9669 | 78.1201 | 3872.6143 | 3397.8303 | 11.0097 | 5142.8404 | 1.4412e-18 | 1.4412e-18 | 1.1357e-19 | 1.1357e-19 | 109.9951 | 8885.2187 | 62.3478 | 3333.4254 | 40.236 | 484.5079 | 40.236 | 484.5079 | 4.7604 | 144.613 | 15.7742 | 7368.4414 | 13.8403 | 6465.0676 | 40.1978 | 3225.3465 | 133.9147 | 3319.0634
4.2013 | 1452.7428 | 20535.5537 | 84614.2943 | 18149.6778 | 317.2233 | 1902.1336 | 5143.2096 | 2915.0696 | 2.569e-10 | 6.0744e-10 | 1963.409 | 293.2058 | 293.2058 | 1867.5249 | 84.6959 | 4235.472 | 3715.1351 | 12.6096 | 5397.1364 | 2.6264e-12 | 1.1247e-09 | 1.1124e-12 | 4.7565e-10 | 101.9193 | 9454.318 | 55.3579 | 3481.4219 | 40.4789 | 509.3277 | 40.4789 | 509.3277 | 4.8268 | 152.9967 | 18.3212 | 7841.8094 | 16.0704 | 6878.4262 | 37.1305 | 3432.8044 | 133.0146 | 3528.6886
4.1142 | 1424.567 | 18406.9516 | 17547.4134 | 19864.6042 | 444.9086 | 1707.8041 | 4209.6876 | 2603.4367 | 0 | 0 | 1622.3648 | 256.9256 | 256.9256 | 1526.3686 | 71.7889 | 3493.8801 | 3068.7854 | 13.4277 | 5271.4584 | -1.0272e-19 | -1.0272e-19 | 6.1442e-19 | 6.1442e-19 | 94.1743 | 8449.163 | 50.7773 | 3414.7416 | 38.7534 | 481.6693 | 38.7534 | 481.6693 | 4.3501 | 141.259 | 18.0204 | 7074.4351 | 15.8279 | 6213.7 | 34.2209 | 3063.4607 | 130.2171 | 3159.457
4.1202 | 1766.6741 | 20402.7411 | 20237.801 | 20463.0461 | 313.7889 | 1994.8077 | 5261.8424 | 2961.9586 | 0 | 0 | 1996.3485 | 298.586 | 298.586 | 1908.6962 | 86.1047 | 4297.4676 | 3774.549 | 12.0547 | 5831.0864 | -7.7659e-16 | -7.7659e-16 | 1.3748e-15 | 1.3748e-15 | 146.417 | 10237.1941 | 87.748 | 3849.6472 | 40.8781 | 549.2371 | 40.8781 | 549.2371 | 4.962 | 165.0256 | 17.49 | 8460.2484 | 15.3618 | 7430.7998 | 53.8304 | 3712.771 | 141.4826 | 3800.4232
4.7584 | 1527.3143 | 19863.8213 | 38735.4812 | 20078.2897 | 370.4727 | 1929.7144 | 4973.412 | 2979.5587 | 0 | 0 | 1902.7749 | 292.2928 | 292.2928 | 1805.0101 | 83.4851 | 4128.3131 | 3622.3948 | 13.4283 | 5868.5132 | -2.0694e-17 | -2.0694e-17 | -3.519e-16 | -3.519e-16 | 88.1081 | 9731.6048 | 45.8066 | 3764.6046 | 39.4648 | 538.5424 | 39.4648 | 538.5424 | 4.5411 | 160.3749 | 18.6055 | 8131.09 | 16.3254 | 7134.6376 | 31.9452 | 3531.9416 | 129.71 | 3629.7064
3.7952 | 1559.7041 | 17539.4924 | 46073.8309 | 16454.3227 | 364.9853 | 1753.193 | 4587.8538 | 2802.5139 | 0 | 0 | 1772.1483 | 274.3902 | 274.3902 | 1667.2138 | 78.0271 | 3842.6147 | 3366.1879 | 11.4301 | 5310.64 | 3.9257e-18 | 3.9257e-18 | -2.2885e-17 | -2.2885e-17 | 44.4105 | 8670.6867 | 15.5795 | 3314.6488 | 38.7496 | 486.1418 | 38.7496 | 486.1418 | 4.312 | 144.2691 | 15.6721 | 7281.5851 | 13.729 | 6378.7774 | 15.6024 | 3151.3862 | 120.5368 | 3256.3207
3.3899 | 1757.339 | 20140.8098 | 48015.7546 | 18392.0324 | 375.0172 | 1852.824 | 4795.2175 | 2857.5887 | 0 | 0 | 1838.2753 | 282.4708 | 282.4708 | 1740.3277 | 80.491 | 3976.8784 | 3489.5428 | 11.4099 | 5357.1052 | 2.7619e-17 | 2.7619e-17 | 3.2184e-16 | 3.2184e-16 | 84.1571 | 8932.4746 | 44.0127 | 3441.3235 | 39.3632 | 495.968 | 39.3632 | 495.968 | 4.5065 | 147.2206 | 15.879 | 7455.4311 | 13.9332 | 6541.8259 | 30.5024 | 3241.8975 | 128.4501 | 3339.8452
4.5292 | 1282.1839 | 20249.9584 | 18737.7861 | 18819.8665 | 348.2433 | 1916.247 | 4903.513 | 2893.9398 | 0 | 0 | 1871.121 | 286.9541 | 286.9541 | 1778.5738 | 81.7964 | 4040.9613 | 3548.7281 | 14.3153 | 5476.2691 | -4.6496e-16 | -4.6496e-16 | 9.8271e-16 | 9.8271e-16 | 119.2651 | 9193.8305 | 67.6122 | 3574.027 | 40.0062 | 508.4068 | 40.0062 | 508.4068 | 4.711 | 150.9235 | 19.9892 | 7646.8043 | 17.5543 | 6715.3402 | 43.6096 | 3334.4187 | 136.1567 | 3426.9658
4.0693 | 1658.303 | 20372.6196 | 37672.5207 | 20419.2512 | 429.8185 | 1973.6852 | 4787.1618 | 2994.8428 | 0 | 0 | 1830.4565 | 289.2825 | 289.2825 | 1734.0725 | 81.4598 | 3988.4775 | 3506.5824 | 13.1662 | 5859.9888 | -1.147e-16 | -1.147e-16 | 2.0815e-16 | 2.0815e-16 | 90.0203 | 9300.7287 | 48.1378 | 3823.9779 | 38.3144 | 530.4423 | 38.3144 | 530.4423 | 4.2287 | 155.6726 | 17.5345 | 7804.2274 | 15.4159 | 6861.3063 | 32.6584 | 3368.9916 | 129.0424 | 3465.3756
4.5047 | 1278.1072 | 19397.9902 | 65368.6319 | 16390.878 | 471.7499 | 1717.3964 | 4148.0016 | 2776.7574 | 0 | 0 | 1611.8515 | 261.9196 | 261.9196 | 1507.3267 | 72.9055 | 3512.5424 | 3076.5633 | 13.571 | 4990.5518 | 9.6325e-14 | 9.6325e-14 | -1.2402e-13 | -1.2402e-13 | 41.0646 | 7438.3746 | 13.3123 | 3082.6651 | 37.0144 | 442.1079 | 37.0144 | 442.1079 | 3.8359 | 128.2422 | 17.1671 | 6312.9478 | 15.0363 | 5529.3805 | 14.3351 | 2703.4735 | 118.8598 | 2807.9982
3.599 | 1303.4198 | 20986.8309 | 51780.1064 | 19375.6885 | 343.646 | 1920.5943 | 5090.6077 | 2961.5148 | 0 | 0 | 1945.4205 | 294.113 | 294.113 | 1848.2719 | 84.5845 | 4209.3976 | 3692.2807 | 14.4402 | 5591.0317 | -3.3236e-16 | -3.3236e-16 | 1.5806e-15 | 1.5806e-15 | 95.941 | 9547.0814 | 50.3683 | 3589.2969 | 40.1503 | 520.7102 | 40.1503 | 520.7102 | 4.7368 | 155.8284 | 20.5248 | 7946.9046 | 18.0034 | 6970.6417 | 34.8582 | 3466.2838 | 132.0068 | 3563.4324
4.2182 | 1209.2838 | 19461.0002 | 22148.7684 | 16092.6279 | 381.5067 | 1701.3025 | 4418.7393 | 2685.1561 | 0 | 0 | 1707.2792 | 265.13 | 265.13 | 1605.1315 | 75.0614 | 3686.5803 | 3231.1456 | 13.1366 | 4800.8376 | 2.5649e-14 | 2.5649e-14 | -1.6535e-14 | -1.6535e-14 | 62.6682 | 7867.838 | 27.7675 | 3026.3928 | 39.071 | 444.1215 | 39.071 | 444.1215 | 4.4156 | 130.9981 | 18.0359 | 6591.3014 | 15.8078 | 5777.0217 | 22.4195 | 2858.309 | 124.5671 | 2960.4566
4.9726 | 1214.1785 | 16328.192 | 38935.777 | 16915.8067 | 434.3868 | 1655.9402 | 4033.4427 | 2573.5491 | 0 | 0 | 1563.6751 | 251.1578 | 251.1578 | 1462.5122 | 69.7355 | 3380.4165 | 2968.1518 | 13.5397 | 5090.6195 | -1.6379e-18 | -1.6379e-18 | 3.7466e-18 | 3.7466e-18 | 62.8329 | 7937.4534 | 28.5631 | 3256.0213 | 37.808 | 460.929 | 37.808 | 460.929 | 4.0724 | 134.2973 | 17.7847 | 6686.647 | 15.6157 | 5871.1651 | 22.4648 | 2878.4057 | 123.6277 | 2979.5686
4.2384 | 1752.7663 | 19882.8524 | 29734.3679 | 17469.2988 | 427.5398 | 1988.6907 | 4745.1811 | 1637.2865 | 0.020956 | 1512.4018 | 1828.8817 | 290.4106 | 290.4106 | 1722.4941 | 149.1295 | 4230.5216 | 3510.1188 | 6.1491 | 3005.9312 | 5.6801 | 2776.6526 | 7.8704e-05 | 0.038474 | 34.0178 | 8698.1951 | 9.0814 | 3649.7292 | 37.2745 | 502.8104 | 37.2745 | 502.8103 | 0.73841 | 273.6407 | 15.8884 | 7766.9102 | 13.1828 | 6444.3065 | 11.6963 | 3157.9798 | 118.0838 | 3264.3673
3.1243 | 1436.6674 | 20681.9231 | 41542.2809 | 16654.4349 | 334.1478 | 2233.2778 | 5541.1702 | 1722.8105 | 0.095468 | 1843.4194 | 2120.0913 | 329.3142 | 329.3144 | 2013.0592 | 184.6045 | 4968.4654 | 4088.7526 | 6.5566 | 3055.5894 | 7.0156 | 3269.5023 | 0.00036332 | 0.16932 | 37.2397 | 9815.3179 | 10.08 | 3959.7304 | 38.2674 | 555.3304 | 38.2672 | 555.3303 | 0.86749 | 327.2879 | 18.9087 | 8812.107 | 15.5607 | 7251.8419 | 12.869 | 3566.3324 | 119.901 | 3673.3644
3.5797 | 1715.4681 | 16238.2036 | 33064.4142 | 16699.3237 | 404.5872 | 1710.238 | 4308.9271 | 2817.9791 | 2.4595e-08 | 0.0034042 | 1674.3561 | 267.1707 | 267.1707 | 1568.508 | 75.1819 | 3642.3731 | 3184.6584 | 11.2133 | 5566.3843 | 1.3546e-05 | 0.0067244 | 9.8054e-11 | 4.8582e-08 | 34.0047 | 8494.9605 | 8.895 | 3376.2043 | 37.6715 | 491.8971 | 37.6715 | 491.8971 | 4.0042 | 144.8794 | 14.4937 | 7194.8185 | 12.6723 | 6290.6897 | 11.7381 | 3092.9078 | 117.5861 | 3198.7557
3.9097 | 1373.0828 | 16989.3204 | 21600.8607 | 17176.2113 | 476.5289 | 1787.218 | 4130.1528 | 1559.7967 | 0.022228 | 1294.8394 | 1605.1561 | 262.6011 | 262.6012 | 1499.4498 | 125.2911 | 3682.1697 | 3070.3988 | 7.2262 | 3044.2614 | 5.9987 | 2527.1432 | 0.00010298 | 0.043383 | 35.1266 | 8045.5447 | 9.7549 | 3486.71 | 36.3878 | 478.8913 | 36.3878 | 478.8912 | 0.65236 | 244.4624 | 17.0586 | 7186.5053 | 14.2244 | 5992.5097 | 12.0968 | 2921.5578 | 117.8031 | 3027.2641
4.6423 | 1580.4271 | 16298.1774 | 44241.6124 | 17521.0222 | 448.5424 | 1679.48 | 4123.7271 | 2762.8396 | 6.381e-10 | 0.0083369 | 1606.0914 | 260.1549 | 260.1549 | 1500.5579 | 72.6146 | 3495.589 | 3057.3 | 12.1644 | 5567.0213 | 3.6706e-05 | 0.016799 | 2.8081e-12 | 1.2857e-09 | 34.4712 | 8292.5278 | 9.0986 | 3382.354 | 37.1438 | 487.5041 | 37.1438 | 487.5041 | 3.8618 | 142.7047 | 15.3906 | 7043.4847 | 13.4608 | 6160.3484 | 11.8989 | 3018.1745 | 117.4324 | 3123.708
3.0039 | 1370.3195 | 19069.5872 | 19487.9142 | 18644.121 | 453.6558 | 1816.5551 | 4407.0206 | 2840.7926 | 4.6618e-11 | 2.6445e-10 | 1700.0746 | 272.273 | 272.273 | 1598.3278 | 76.1602 | 3703.6274 | 3251.1211 | 13.9466 | 5474.6606 | 1.3025e-12 | 5.0964e-10 | 2.1559e-13 | 8.9827e-11 | 59.4443 | 8457.8043 | 26.0381 | 3484.8403 | 37.6451 | 490.8837 | 37.6451 | 490.8837 | 4.0259 | 143.3702 | 18.1826 | 7137.4809 | 15.9611 | 6265.4291 | 21.1902 | 3067.8002 | 122.937 | 3169.547
3.4201 | 1581.6736 | 20287.61 | 36094.47 | 19457.7613 | 436.5064 | 1635.3617 | 4052.3523 | 2355.4985 | 0 | 0 | 1553.5711 | 242.5701 | 242.5701 | 1467.0417 | 67.5954 | 3297.0684 | 2902.2732 | 11.5932 | 4506.8096 | -8.8731e-15 | -8.8731e-15 | 5.3159e-15 | 5.3159e-15 | 147.6811 | 7636.1841 | 89.6473 | 3054.0676 | 39.9563 | 428.5355 | 39.9563 | 428.5355 | 4.711 | 125.3127 | 16.2273 | 6308.3289 | 14.2842 | 5552.9616 | 54.301 | 2763.7001 | 140.8304 | 2850.2295
3.9725 | 1606.1431 | 18045.6711 | 34042.638 | 18457.2521 | 327.5948 | 1931.7575 | 4991.1675 | 2937.6493 | 1.8634e-08 | 5.4149e-08 | 1905.0325 | 290.9588 | 290.9588 | 1810.8546 | 83.187 | 4119.7539 | 3616.6985 | 12.1463 | 5824.3633 | 2.239e-10 | 1.0736e-07 | 7.7025e-11 | 3.6944e-08 | 107.0918 | 9810.4857 | 59.9789 | 3778.7185 | 39.8177 | 538.77 | 39.8177 | 538.77 | 4.647 | 160.6857 | 17.0339 | 8168.0764 | 14.954 | 7170.688 | 39.0864 | 3559.131 | 133.2644 | 3653.309
4.0769 | 1244.0499 | 19586.5164 | 39148.9114 | 16932.6455 | 389.0293 | 1775.634 | 4463.3355 | 2717.6419 | 7.2048e-08 | 1.6785e-07 | 1715.8936 | 268.3305 | 268.3305 | 1618.698 | 75.6059 | 3705.277 | 3253.6492 | 13.4401 | 4957.2442 | 8.3008e-10 | 3.0617e-07 | 3.5631e-10 | 1.3142e-07 | 89.2351 | 8085.9368 | 46.948 | 3207.3204 | 39.0427 | 458.2251 | 39.0427 | 458.2251 | 4.4268 | 134.5559 | 18.3244 | 6758.787 | 16.0909 | 5934.9738 | 32.3647 | 2932.4889 | 129.5603 | 3029.6845
4.3386 | 1584.5537 | 17009.4112 | 53156.7945 | 20139.5245 | 468.4159 | 1749.8841 | 4109.6158 | 2569.8819 | 3.1252e-08 | 7.0227e-08 | 1578.5952 | 254.0193 | 254.0193 | 1485.7057 | 70.1569 | 3403.1493 | 2998.5697 | 12.5609 | 5448.1194 | 3.4325e-10 | 1.4888e-07 | 1.5275e-10 | 6.6253e-08 | 106.7351 | 8614.8155 | 60.6909 | 3651.0531 | 37.9941 | 497.1532 | 37.9941 | 497.1532 | 4.1536 | 144.443 | 16.6336 | 7214.6365 | 14.6562 | 6356.9327 | 38.9158 | 3114.0523 | 131.8053 | 3206.9418
4.5445 | 1404.2499 | 20805.5625 | 62447.9532 | 16199.2983 | 470.0111 | 1623.5877 | 4077.9962 | 2646.7123 | 0 | 1.2399e-06 | 1588.8112 | 254.289 | 254.289 | 1483.1776 | 71.1321 | 3442.5798 | 3012.6001 | 12.2288 | 4594.4176 | 5.7287e-09 | 2.1523e-06 | -9.6663e-15 | -9.6663e-15 | 36.8637 | 7065.654 | 10.4316 | 2816.2133 | 37.7457 | 414.3821 | 37.7457 | 414.3821 | 4.0302 | 120.7413 | 15.906 | 5975.961 | 13.9193 | 5229.5608 | 12.7806 | 2570.2597 | 118.4143 | 2675.8933
4.587 | 1307.1304 | 16155.0434 | 36094.4109 | 16828.2702 | 315.972 | 1783.964 | 4848.1844 | 2900.1002 | 0 | 0 | 1870.2124 | 284.3207 | 284.3207 | 1764.4268 | 81.7912 | 4054.416 | 3546.3415 | 13.0016 | 5794.4351 | 7.9217e-16 | 7.9217e-16 | -1.9977e-16 | -1.9977e-16 | 44.8986 | 9663.5092 | 14.613 | 3557.7497 | 39.4671 | 529.7879 | 39.4671 | 529.7879 | 4.5108 | 159.2653 | 18.1766 | 8100.7718 | 15.8988 | 7085.6329 | 15.7726 | 3517.4638 | 121.5582 | 3623.2494
4.2585 | 1547.4185 | 18387.3912 | 18967.0183 | 18103.9807 | 401.6436 | 2097.9291 | 4966.3128 | 1739.3979 | 0.03214 | 1594.8238 | 1909.3024 | 304.0102 | 304.0103 | 1803.0676 | 155.3613 | 4431.3235 | 3679.3582 | 6.9872 | 3371.6122 | 6.4064 | 3091.3729 | 0.00012911 | 0.0623 | 36.0721 | 9611.4064 | 9.9895 | 4065.11 | 37.1646 | 555.4224 | 37.1646 | 555.4224 | 0.75497 | 301.0258 | 17.8006 | 8589.5843 | 14.78 | 7131.9905 | 12.4427 | 3490.1293 | 118.6774 | 3596.364
3.1639 | 1783.1054 | 17313.1251 | 29529.0562 | 17202.8873 | 485.7578 | 1659.0591 | 4009.3775 | 2707.9507 | 0 | 0 | 1562.9838 | 255.107 | 255.107 | 1457.8643 | 70.8224 | 3400.8491 | 2976.6554 | 11.116 | 5240.8816 | 2.2453e-15 | 2.2453e-15 | -1.1747e-16 | -1.1747e-16 | 33.7847 | 7743.3483 | 9.2365 | 3208.6115 | 36.7148 | 460.2261 | 36.7148 | 460.2261 | 3.7434 | 133.8245 | 13.9604 | 6581.8951 | 12.2191 | 5760.9242 | 11.6503 | 2816.1827 | 116.7698 | 2921.3022
4.0017 | 1735.9538 | 19727.7933 | 68929.3118 | 17154.9798 | 475.6205 | 1742.7397 | 4253.0917 | 2825.1799 | 0 | 0 | 1650.9172 | 266.6635 | 266.6635 | 1545.8627 | 74.5186 | 3600.1249 | 3152.5551 | 11.4743 | 5148.0951 | 3.3679e-16 | 3.3679e-16 | 5.2743e-16 | 5.2743e-16 | 36.0986 | 7734.5211 | 10.5783 | 3172.7628 | 37.052 | 456.2243 | 37.052 | 456.2243 | 3.8392 | 132.8696 | 14.6217 | 6560.2141 | 12.8039 | 5744.6442 | 12.5042 | 2811.7598 | 117.5587 | 2916.8143
3.0531 | 1343.0125 | 16272.3002 | 18714.3464 | 19165.5276 | 310.5002 | 2050.8894 | 5264.4134 | 3191.9457 | 0 | 9.2412e-10 | 2009.8989 | 308.8223 | 308.8223 | 1911.0846 | 88.5436 | 4383.2821 | 3844.9515 | 14.6033 | 6804.6572 | 4.2107e-12 | 1.97e-09 | 2.4428e-15 | 2.4428e-15 | 83.3829 | 11155.3646 | 41.9075 | 4335.1482 | 39.3436 | 615.2259 | 39.3436 | 615.2259 | 4.507 | 184.0951 | 20.0537 | 9344.3733 | 17.5908 | 8196.7488 | 30.1555 | 4049.7444 | 128.9698 | 4148.5586
3.6155 | 1332.2733 | 17829.0346 | 31476.7176 | 17250.7317 | 398.8194 | 1782.6167 | 4499.4835 | 2835.1915 | 0 | 0 | 1738.4018 | 273.9351 | 273.9351 | 1633.8775 | 77.2881 | 3781.5275 | 3315.087 | 13.3012 | 5444.0696 | 5.077e-15 | 5.077e-15 | 5.5581e-16 | 5.5581e-16 | 46.424 | 8616.4007 | 16.5229 | 3415.3956 | 38.1843 | 491.8901 | 38.1843 | 491.8901 | 4.163 | 144.8934 | 17.7408 | 7261.2022 | 15.5526 | 6365.5539 | 16.3178 | 3129.3346 | 120.8422 | 3233.8589
3.4594 | 1316.9992 | 19708.8781 | 25694.5737 | 20494.1205 | 365.2356 | 1886.9412 | 4784.8421 | 2819.5052 | 0 | 0 | 1825.5299 | 280.9226 | 280.9226 | 1734.6822 | 79.7879 | 3933.8011 | 3456.6281 | 14.7034 | 5631.9598 | 3.321e-16 | 3.321e-16 | 6.5752e-16 | 6.5752e-16 | 129.2075 | 9453.1795 | 74.6054 | 3704.2218 | 40.0774 | 522.425 | 40.0774 | 522.425 | 4.7378 | 155.0427 | 20.5143 | 7857.7652 | 18.0259 | 6904.6125 | 47.3191 | 3426.6492 | 138.1668 | 3517.4969
3.5431 | 1398.8073 | 17210.1611 | 16841.8196 | 19813.7422 | 477.5908 | 1675.7297 | 3968.892 | 2494.8997 | 0 | 0 | 1530.0805 | 246.6208 | 246.6208 | 1436.4704 | 68.035 | 3288.9493 | 2894.3965 | 13.4601 | 5207.5956 | -2.7699e-15 | -2.7699e-15 | 1.2219e-15 | 1.2219e-15 | 104.5324 | 8193.3883 | 58.6538 | 3443.5081 | 38.1555 | 474.5139 | 38.1555 | 474.5139 | 4.1955 | 137.8241 | 17.7441 | 6865.0126 | 15.6154 | 6041.4639 | 38.0813 | 2965.1815 | 131.6914 | 3058.7916
3.8629 | 1692.755 | 20483.6745 | 19209.96 | 17765.9601 | 478.1943 | 1741.7711 | 4303.7514 | 2882.2 | 8.925e-08 | 0.084476 | 1672.583 | 269.6635 | 269.6635 | 1566.9087 | 75.2942 | 3647.5506 | 3189.5737 | 12.0686 | 5249.2708 | 0.00035372 | 0.15385 | 3.7371e-10 | 1.6255e-07 | 33.9605 | 7825.1573 | 8.7259 | 3171.0578 | 37.2591 | 461.3333 | 37.2591 | 461.3333 | 3.911 | 134.1658 | 15.2733 | 6643.1828 | 13.3556 | 5809.0822 | 11.7169 | 2849.5153 | 117.3912 | 2955.1896
4.3742 | 1676.2434 | 17609.5166 | 66065.7627 | 19521.1624 | 319.4468 | 1899.6908 | 4948.1851 | 2833.4414 | 0 | 0 | 1884.9445 | 285.4123 | 285.4123 | 1794.4246 | 81.6741 | 4055.7143 | 3562.8658 | 11.8841 | 5855.2972 | -1.5041e-16 | -1.5041e-16 | -6.5881e-17 | -6.5881e-17 | 128.6949 | 10109.8042 | 75.3656 | 3853.5223 | 40.369 | 547.851 | 40.369 | 547.851 | 4.8116 | 163.993 | 17.0106 | 8381.12 | 14.9435 | 7362.6502 | 47.1877 | 3665.6954 | 137.7076 | 3756.2153
3.9961 | 1758.9921 | 19202.7736 | 90949.4707 | 20394.3623 | 316.9942 | 1853.3269 | 4783.0349 | 2577.1603 | 0 | 0 | 1809.6869 | 270.9459 | 270.9459 | 1730.2897 | 77.2059 | 3845.7602 | 3389.1121 | 11.1293 | 5216.4924 | 1.074e-17 | 1.074e-17 | 6.0728e-19 | 6.0728e-19 | 191.9372 | 9505.2816 | 120.818 | 3635.3265 | 41.437 | 507.011 | 41.437 | 507.011 | 5.1444 | 151.3259 | 16.6077 | 7784.2959 | 14.6357 | 6859.9835 | 70.8851 | 3437.0968 | 150.2822 | 3516.494
4.831 | 1296.7376 | 18719.8004 | 25713.036 | 18611.1108 | 357.767 | 2014.8958 | 5111.7145 | 3173.6207 | 5.5063e-10 | 4.6323e-09 | 1958.2448 | 304.31 | 304.31 | 1855.6669 | 86.8392 | 4282.827 | 3756.1603 | 14.8713 | 6195.9002 | 2.1662e-11 | 9.0437e-09 | 2.5856e-12 | 1.075e-09 | 60.8711 | 9944.3424 | 25.9209 | 3917.9395 | 38.6816 | 558.4622 | 38.6816 | 558.4622 | 4.3122 | 165.8007 | 20.069 | 8361.4177 | 17.601 | 7333.1997 | 21.7047 | 3610.3949 | 124.2827 | 3712.9728
4.3624 | 1599.9485 | 18878.2639 | 25209.7088 | 20247.5637 | 443.7273 | 1888.0016 | 4572.3193 | 2904.2299 | 0 | 0 | 1755.9884 | 279.5636 | 279.5636 | 1657.1621 | 78.4122 | 3824.5013 | 3360.0712 | 13.2714 | 5867.2821 | -2.5151e-16 | -2.5151e-16 | -6.7254e-17 | -6.7254e-17 | 75.522 | 9181.2562 | 37.8037 | 3784.3391 | 37.9515 | 527.201 | 37.9515 | 527.201 | 4.1196 | 154.5575 | 17.4768 | 7726.4641 | 15.3545 | 6788.1972 | 27.2267 | 3327.7442 | 126.053 | 3426.5706
4.2834 | 1340.2245 | 20110.9187 | 70093.2041 | 20194.6524 | 388.2992 | 1971.6678 | 4960.7354 | 3038.584 | 8.8771e-09 | 3.6454e-08 | 1897.9399 | 295.0339 | 295.0339 | 1799.1126 | 83.8666 | 4133.5813 | 3629.458 | 15.0386 | 5959.9351 | 1.8042e-10 | 7.1501e-08 | 4.3934e-11 | 1.7412e-08 | 82.3732 | 9674.2113 | 41.2279 | 3836.8598 | 38.9937 | 542.4202 | 38.9937 | 542.4202 | 4.4127 | 160.6349 | 20.4579 | 8107.6833 | 17.9629 | 7118.8865 | 29.7596 | 3508.6625 | 128.5868 | 3607.4897
3.3339 | 1430.1905 | 16856.1297 | 36552.3424 | 18337.5474 | 409.9601 | 1705.8117 | 4207.0199 | 2583.3591 | 6.0222e-11 | 0 | 1620.3998 | 256.1564 | 256.1564 | 1524.8146 | 71.5608 | 3486.9049 | 3063.9739 | 12.5717 | 5252.6383 | 1.3725e-13 | 1.3725e-13 | 2.8528e-13 | 1.2244e-10 | 95.5625 | 8475.9954 | 52.1511 | 3422.8272 | 38.7673 | 481.8741 | 38.7673 | 481.8741 | 4.3539 | 141.3425 | 16.9687 | 7089.7812 | 14.9105 | 6229.8528 | 34.7466 | 3071.9701 | 130.3317 | 3167.5552
3.4603 | 1640.2476 | 19441.8754 | 68634.728 | 16138.464 | 455.747 | 1817.7715 | 4306.4998 | 1592.4488 | 0.66484 | 1322.1471 | 1670.1358 | 269.829 | 269.8308 | 1564.2409 | 133.9029 | 3844.6154 | 3194.1924 | 6.2387 | 2842.6535 | 5.1797 | 2360.1424 | 0.0026046 | 1.1868 | 32.9919 | 7674.7544 | 8.6811 | 3243.6438 | 36.6124 | 453.6453 | 36.6105 | 453.6434 | 0.6898 | 238.8977 | 15.062 | 6862.958 | 12.5138 | 5701.8989 | 11.3296 | 2788.2005 | 117.2238 | 2894.0946
3.2733 | 1409.9176 | 18234.162 | 57768.5555 | 18309.9574 | 407.3926 | 1839.8751 | 4637.4708 | 2990.5316 | 0 | 1.296e-07 | 1792.1057 | 283.4892 | 283.4892 | 1686.3547 | 80.2368 | 3914.0187 | 3426.0006 | 13.7591 | 5849.2987 | 5.9628e-10 | 2.5349e-07 | 3.4032e-14 | 3.4032e-14 | 39.1255 | 9053.5281 | 11.228 | 3596.031 | 37.9643 | 519.281 | 37.9643 | 519.281 | 4.0954 | 153.3598 | 18.008 | 7655.5835 | 15.7626 | 6701.0496 | 13.5953 | 3292.8024 | 119.3463 | 3398.5534
3.8478 | 1348.8605 | 16606.0892 | 26938.1288 | 18047.3493 | 423.6664 | 1780.5509 | 4343.5869 | 2794.2743 | 1.2275e-08 | 4.8003e-08 | 1678.2115 | 268.5822 | 268.5822 | 1575.5618 | 75.0997 | 3652.5393 | 3205.6505 | 13.6094 | 5671.9177 | 2.338e-10 | 9.7438e-08 | 5.9784e-11 | 2.4916e-08 | 54.3412 | 8782.4243 | 22.4773 | 3599.939 | 37.6416 | 507.577 | 37.6416 | 507.577 | 4.0211 | 148.6573 | 17.7896 | 7414.0545 | 15.613 | 6506.9437 | 19.278 | 3186.1225 | 121.9277 | 3288.7723
4.2983 | 1440.2992 | 18171.0853 | 71899.3895 | 18833.4225 | 344.5366 | 1997.0296 | 5213.4613 | 3236.9912 | 0 | 3.4168e-08 | 2001.7698 | 308.5343 | 308.5343 | 1896.287 | 88.674 | 4379.8009 | 3833.1363 | 14.0419 | 6455.2861 | 1.4822e-10 | 6.8138e-08 | -1.6647e-14 | -1.6647e-14 | 44.7159 | 10374.7423 | 14.5144 | 3976.6819 | 38.812 | 577.8671 | 38.812 | 577.8671 | 4.3328 | 172.8934 | 18.9994 | 8734.3048 | 16.628 | 7644.1331 | 15.6873 | 3774.1708 | 121.1701 | 3879.6536
4.9291 | 1485.6749 | 17664.6529 | 68406.1217 | 16530.243 | 454.0604 | 1604.648 | 3983.2035 | 2528.1257 | 0 | 0 | 1548.8366 | 247.6743 | 247.6743 | 1445.4187 | 68.9104 | 3344.4902 | 2933.9857 | 11.5054 | 4761.0463 | -4.2064e-15 | -4.2064e-15 | 1.5216e-15 | 1.5216e-15 | 48.36 | 7474.4703 | 18.9872 | 3011.5565 | 37.7932 | 433.8955 | 37.7932 | 433.8955 | 4.0543 | 126.4552 | 15.2206 | 6298.4497 | 13.3524 | 5525.3747 | 17.0795 | 2712.7406 | 120.4974 | 2816.1585
3.1175 | 1626.8913 | 16565.578 | 31607.094 | 20217.44 | 387.1146 | 1790.2125 | 4448.7416 | 2688.8235 | 0 | 0 | 1705.5052 | 266.8945 | 266.8945 | 1612.3826 | 75.0463 | 3672.9411 | 3227.9533 | 12.3795 | 5819.5802 | -2.0542e-15 | -2.0542e-15 | -3.4656e-15 | -3.4656e-15 | 110.3616 | 9523.5394 | 62.6939 | 3810.9685 | 39.2145 | 533.2221 | 39.2145 | 533.2221 | 4.485 | 157.585 | 16.9105 | 7949.5642 | 14.8617 | 6986.4507 | 40.2984 | 3451.3201 | 133.4209 | 3544.4426
3.4842 | 1246.6275 | 20099.4341 | 36571.6593 | 17746.7636 | 347.3151 | 1806.7822 | 4652.2906 | 2696.119 | 2.077e-11 | 0 | 1777.896 | 272.0016 | 272.0016 | 1687.0616 | 77.2786 | 3814.9854 | 3351.45 | 13.5377 | 4978.9001 | -1.5961e-15 | -1.5961e-15 | 1.1353e-13 | 3.8366e-11 | 128.7743 | 8501.6419 | 74.6666 | 3280.7509 | 40.2795 | 469.1888 | 40.2795 | 469.1888 | 4.7907 | 138.9633 | 19.1558 | 7045.1013 | 16.8283 | 6189.0943 | 47.1806 | 3082.5419 | 138.015 | 3173.3763
3.3475 | 1533.4298 | 18638.8519 | 85816.1411 | 20702.4627 | 426.4128 | 1772.644 | 4268.2259 | 2524.7194 | 4.5224e-08 | 9.3388e-08 | 1629.2551 | 256.2971 | 256.2971 | 1542.5447 | 71.3483 | 3486.6317 | 3074.4337 | 12.7392 | 5196.2289 | 4.7121e-10 | 1.9221e-07 | 2.2819e-10 | 9.3077e-08 | 146.3201 | 8651.9031 | 88.4268 | 3563.8214 | 39.4573 | 486.9079 | 39.4573 | 486.9079 | 4.5786 | 142.3584 | 17.5928 | 7175.9802 | 15.5129 | 6327.6185 | 53.7405 | 3125.899 | 140.4509 | 3212.6093
3.7523 | 1420.4001 | 17050.9768 | 58814.3367 | 19326.0522 | 336.842 | 1908.9438 | 4894.0322 | 2908.9489 | 0 | 0 | 1870.7976 | 287.4477 | 287.4477 | 1775.2118 | 81.9183 | 4048.9671 | 3555.1558 | 13.5042 | 6071.0597 | 2.2968e-15 | 2.2968e-15 | 1.4202e-15 | 1.4202e-15 | 100.6492 | 10128.8785 | 54.746 | 3933.9103 | 39.6373 | 558.0811 | 39.6373 | 558.0811 | 4.5971 | 166.3607 | 18.7965 | 8450.3102 | 16.5041 | 7419.712 | 36.6369 | 3673.9067 | 132.2228 | 3769.4926
3.264 | 1646.0794 | 18506.9564 | 41988.2317 | 18949.0105 | 491.6644 | 1733.6182 | 4163.8379 | 2687.2007 | 0 | 0 | 1610.4603 | 259.6463 | 259.6463 | 1508.9702 | 72.1155 | 3497.5782 | 3072.6406 | 12.1447 | 5286.0437 | 3.2284e-19 | 3.2284e-19 | 1.7641e-19 | 1.7641e-19 | 57.4242 | 8153.2588 | 25.5228 | 3393.0496 | 37.2995 | 475.6583 | 37.2995 | 475.6583 | 3.9284 | 138.36 | 15.8072 | 6880.1526 | 13.8867 | 6044.2499 | 20.4521 | 2955.0802 | 121.9422 | 3056.5703
3.0661 | 1636.0706 | 20513.0066 | 26949.2335 | 20885.2366 | 418.2044 | 1935.7617 | 4783.9473 | 2941.3205 | 0 | 0 | 1829.4363 | 286.5025 | 286.5025 | 1734.0149 | 80.9662 | 3972.7125 | 3490.6622 | 13.2713 | 5804.4359 | 5.288e-17 | 5.288e-17 | -1.0651e-17 | -1.0651e-17 | 97.6104 | 9366.3576 | 53.2515 | 3776.5244 | 38.8661 | 528.6472 | 38.8661 | 528.6472 | 4.3835 | 155.8505 | 17.9249 | 7839.7967 | 15.7499 | 6888.5131 | 35.5076 | 3394.8553 | 130.929 | 3490.2767
4.3098 | 1695.3749 | 18275.1929 | 56610.1324 | 20123.6337 | 466.0877 | 1851.3352 | 4443.8917 | 2860.7697 | 4.2676e-08 | 4.7511e-08 | 1711.0403 | 274.483 | 274.483 | 1610.2575 | 76.6646 | 3730.7591 | 3278.0963 | 12.6875 | 5848.0953 | 2.1071e-10 | 9.7123e-08 | 1.8927e-10 | 8.7239e-08 | 62.231 | 9039.7726 | 28.7057 | 3763.0735 | 37.4239 | 523.1319 | 37.4239 | 523.1319 | 3.9666 | 152.9169 | 16.5459 | 7626.5609 | 14.5383 | 6701.2102 | 22.2511 | 3275.9018 | 123.0339 | 3376.6846
4.0809 | 1704.2502 | 18661.3109 | 28867.7181 | 18186.9942 | 487.0254 | 1727.433 | 4196.9402 | 2825.4567 | 0 | 2.563e-06 | 1631.6055 | 264.913 | 264.913 | 1526.4336 | 73.922 | 3559.0342 | 3114.4143 | 12.0591 | 5426.0498 | 1.0939e-08 | 4.9221e-06 | 6.7176e-15 | 6.7176e-15 | 35.4241 | 8043.6806 | 9.9333 | 3315.0217 | 36.9248 | 475.6563 | 36.9248 | 475.6563 | 3.8031 | 138.7372 | 15.1901 | 6834.823 | 13.2924 | 5980.9682 | 12.2521 | 2926.0828 | 117.4241 | 3031.2548
4.9411 | 1293.0903 | 19078.6105 | 41505.2579 | 17553.3115 | 326.4678 | 1954.6704 | 5197.9613 | 3118.8182 | 0 | 0 | 1993.2277 | 303.2455 | 303.2455 | 1889.4489 | 87.3842 | 4341.9829 | 3802.9526 | 14.0195 | 5875.1011 | 1.2344e-17 | 1.2344e-17 | -4.6312e-16 | -4.6312e-16 | 56.6822 | 9762.1284 | 22.6817 | 3669.7921 | 39.4104 | 537.4649 | 39.4104 | 537.4649 | 4.5067 | 160.9587 | 19.5178 | 8179.2484 | 17.0948 | 7163.8453 | 20.162 | 3548.9072 | 123.9407 | 3652.686
4.52 | 1719.1692 | 17565.9142 | 63530.6121 | 20917.3751 | 304.7913 | 1804.8621 | 4689.3064 | 2498.4192 | 5.9984e-09 | 1.4911e-08 | 1775.0431 | 264.9358 | 264.9358 | 1696.7139 | 75.4718 | 3758.8183 | 3312.0871 | 11.2316 | 5367.2126 | 6.703e-11 | 3.2032e-08 | 2.6965e-11 | 1.2886e-08 | 198.7291 | 9868.8668 | 125.4947 | 3741.8925 | 41.6678 | 522.4594 | 41.6678 | 522.4594 | 5.2119 | 156.5115 | 16.8977 | 8074.8566 | 14.8895 | 7115.1692 | 73.4344 | 3569.0509 | 151.7636 | 3647.3801
3.839 | 1391.1069 | 20267.0366 | 58983.7374 | 18417.8479 | 433.7685 | 1752.323 | 4383.5511 | 2697.9454 | 3.5351e-11 | 0 | 1688.7602 | 265.5078 | 265.5078 | 1589.6899 | 74.6155 | 3650.7819 | 3205.6277 | 13.1639 | 5030.3824 | -2.3757e-14 | -2.3757e-14 | 1.6422e-13 | 6.5905e-11 | 77.5158 | 8124.4723 | 38.8043 | 3240.9635 | 38.6908 | 462.5579 | 38.6908 | 462.5579 | 4.3228 | 135.6831 | 17.8129 | 6806.9684 | 15.6409 | 5976.968 | 27.9689 | 2946.4543 | 127.0392 | 3045.5246
3.2945 | 1200.436 | 18759.1469 | 89671.3166 | 19897.9811 | 338.4672 | 1796.3417 | 4592.0994 | 2585.3121 | 0 | 0 | 1748.2142 | 266.1615 | 266.1615 | 1662.9534 | 75.437 | 3729.4366 | 3281.9699 | 14.6013 | 5218.1991 | 6.1071e-15 | 6.1071e-15 | 2.5595e-14 | 2.5595e-14 | 162.8665 | 9128.4592 | 98.3438 | 3535.4079 | 40.918 | 496.8529 | 40.918 | 496.8529 | 4.9909 | 147.5869 | 21.063 | 7527.5022 | 18.5358 | 6624.3345 | 59.9219 | 3304.7565 | 145.1827 | 3390.0173
4.7124 | 1521.2645 | 16702.107 | 47819.8612 | 17344.9988 | 492.0262 | 1601.1463 | 3873.5234 | 2625.5395 | 5.2062e-08 | 0.0061834 | 1514.0711 | 247.881 | 247.881 | 1409.0418 | 68.2688 | 3285.0055 | 2875.0833 | 12.2095 | 5187.0127 | 2.8755e-05 | 0.012216 | 2.42e-10 | 1.0285e-07 | 35.7617 | 7635.1317 | 10.1803 | 3160.5424 | 36.8177 | 454.7562 | 36.8177 | 454.7562 | 3.7949 | 131.4634 | 15.2762 | 6489.853 | 13.37 | 5680.0112 | 12.3828 | 2777.9866 | 117.4121 | 2883.016
4.5776 | 1236.3557 | 20192.6069 | 72159.0278 | 17399.2239 | 419.6361 | 1787.7985 | 4434.7895 | 2750.4434 | 0 | 0 | 1707.2406 | 269.2494 | 269.2494 | 1607.7921 | 75.6243 | 3699.2096 | 3249.0564 | 13.9354 | 5004.6754 | 3.7646e-18 | 3.7646e-18 | -2.836e-16 | -2.836e-16 | 75.7844 | 8025.5733 | 37.2978 | 3229.7948 | 38.5249 | 459.3115 | 38.5249 | 459.3115 | 4.2783 | 134.3964 | 18.7424 | 6731.0395 | 16.4617 | 5911.9459 | 27.3 | 2909.7419 | 126.7485 | 3009.1903
4.8607 | 1717.1881 | 19686.3468 | 31093.8135 | 19575.9115 | 442.3227 | 1724.2636 | 4242.462 | 2564.3172 | 0 | 0 | 1628.8119 | 256.3878 | 256.3878 | 1536.8542 | 71.6574 | 3494.9808 | 3073.3282 | 11.5579 | 4990.8783 | 3.8158e-18 | 3.8158e-18 | 0 | 0 | 115.0515 | 8165.8299 | 66.5605 | 3300.0164 | 39.0967 | 462.9368 | 39.0967 | 462.9368 | 4.4546 | 135.5379 | 15.7526 | 6802.2098 | 13.8521 | 5981.556 | 42.0692 | 2957.7431 | 134.0268 | 3049.7008
4.1596 | 1799.882 | 16896.5391 | 23741.0318 | 18950.0115 | 451.5507 | 1973.503 | 4564.122 | 1669.6813 | 0.013183 | 1446.6554 | 1761.6136 | 284.4009 | 284.4009 | 1655.8236 | 138.1855 | 4061.5778 | 3388.4353 | 6.5487 | 3443.0983 | 5.674 | 2983.1901 | 5.1705e-05 | 0.027185 | 34.0459 | 9394.5932 | 9.3176 | 4067.936 | 36.4608 | 548.7822 | 36.4608 | 548.7821 | 0.64439 | 284.847 | 15.93 | 8375.4977 | 13.2898 | 6987.3909 | 11.6998 | 3408.9712 | 117.4898 | 3514.7612
3.5812 | 1712.6457 | 16372.0384 | 58278.8032 | 17671.2396 | 371.8347 | 1721.8857 | 4352.1788 | 2607.5469 | 2.1256e-08 | 5.8913e-08 | 1673.2843 | 260.7216 | 260.7216 | 1578.1301 | 73.3729 | 3596.1414 | 3158.7041 | 10.8225 | 5290.426 | 2.4451e-10 | 1.1953e-07 | 8.8223e-11 | 4.3126e-08 | 97.5517 | 8747.9667 | 54.1433 | 3444.9608 | 39.1963 | 489.5968 | 39.1963 | 489.5968 | 4.4687 | 144.5632 | 14.9256 | 7296.1754 | 13.11 | 6408.6634 | 35.5298 | 3171.9112 | 130.6839 | 3267.0653
4.3904 | 1233.2224 | 20594.3065 | 18661.8204 | 17530.5655 | 301.3288 | 1875.8361 | 5049.2822 | 2836.7164 | 1.4335e-09 | 4.3977e-09 | 1924.7347 | 287.2732 | 287.2732 | 1833.3699 | 82.8502 | 4134.2625 | 3627.0814 | 13.6111 | 5164.4727 | 2.1101e-11 | 8.0063e-09 | 6.8706e-12 | 2.6098e-09 | 129.1175 | 9106.1429 | 74.2169 | 3361.3388 | 40.9484 | 490.3774 | 40.9484 | 490.3774 | 4.9742 | 147.0619 | 19.837 | 7526.7609 | 17.4035 | 6603.3964 | 47.3194 | 3306.0355 | 138.6843 | 3397.4004
3.7781 | 1446.4438 | 18133.4176 | 58667.224 | 19614.5908 | 416.9895 | 1734.707 | 4258.3193 | 2560.5024 | 0 | 0 | 1633.1995 | 256.8285 | 256.8285 | 1541.9007 | 71.7616 | 3503.5872 | 3082.4826 | 12.9324 | 5196.9531 | -7.6649e-16 | -7.6649e-16 | -7.5764e-17 | -7.5764e-17 | 120.998 | 8539.9852 | 70.1088 | 3457.3803 | 39.2616 | 481.9859 | 39.2616 | 481.9859 | 4.5071 | 141.3626 | 17.6957 | 7111.096 | 15.5688 | 6256.3961 | 44.2689 | 3091.7824 | 135.5677 | 3183.0812
3.5398 | 1514.9554 | 18529.096 | 49942.3718 | 20801.6088 | 333.6046 | 2011.2032 | 5057.7478 | 2946.0446 | 0 | 0 | 1919.3912 | 293.9475 | 293.9475 | 1831.5533 | 83.7251 | 4144.9717 | 3646.934 | 13.5922 | 6128.0623 | -2.7298e-15 | -2.7298e-15 | -3.7965e-16 | -3.7965e-16 | 144.3398 | 10389.3097 | 86.0478 | 4100.1983 | 40.1878 | 569.3033 | 40.1878 | 569.3033 | 4.7765 | 169.3925 | 19.1237 | 8621.9485 | 16.8259 | 7585.9812 | 53.0076 | 3761.4615 | 140.8455 | 3849.2994
3.7471 | 1619.6667 | 18314.335 | 59653.0229 | 16325.7526 | 414.1727 | 2027.4438 | 4726.595 | 1678.2421 | 0.0060977 | 1497.2601 | 1819.8061 | 291.2842 | 291.2842 | 1713.8187 | 144.597 | 4204.8341 | 3504.3033 | 6.3559 | 3098.6621 | 5.6705 | 2764.5017 | 2.3094e-05 | 0.011259 | 34.1329 | 8713.2702 | 9.3169 | 3742.0269 | 36.7267 | 507.554 | 36.7267 | 507.554 | 0.66266 | 266.8824 | 15.9248 | 7763.6952 | 13.2717 | 6470.2535 | 11.7256 | 3159.9023 | 117.713 | 3265.8897
3.3552 | 1576.2641 | 20040.2416 | 16888.4495 | 17298.0545 | 306.0517 | 1961.1771 | 5360.8748 | 3095.2516 | 0 | 0 | 2049.8061 | 306.0015 | 306.0015 | 1948.7684 | 88.8339 | 4447.4769 | 3895.7164 | 12.0375 | 5670.167 | 6.3568e-16 | 6.3568e-16 | -7.0391e-16 | -7.0391e-16 | 71.6802 | 9778.0926 | 34.0744 | 3570.5777 | 40.038 | 528.1182 | 40.038 | 528.1182 | 4.6843 | 159.1106 | 17.2963 | 8147.2978 | 15.1505 | 7136.5321 | 25.8162 | 3554.7028 | 126.8538 | 3655.7404
3.1776 | 1610.2702 | 18808.4319 | 52800.5925 | 19947.0202 | 369.3932 | 1795.6358 | 4545.5232 | 2626.5693 | 0 | 0 | 1734.6485 | 266.6977 | 266.6977 | 1646.7206 | 75.3892 | 3712.6991 | 3265.3999 | 12.0691 | 5295.573 | -6.9226e-18 | -6.9226e-18 | 3.7019e-20 | 3.7019e-20 | 141.9984 | 9040.8465 | 85.0962 | 3541.8344 | 40.1969 | 497.9203 | 40.1969 | 497.9203 | 4.7738 | 147.4767 | 17.0599 | 7485.3799 | 15.0045 | 6583.555 | 52.1604 | 3274.522 | 140.0883 | 3362.4499
3.159 | 1792.3894 | 17155.0092 | 20307.7532 | 19112.5539 | 309.7228 | 1799.0011 | 4742.1678 | 2648.9516 | 0 | 0 | 1806.8021 | 271.7739 | 271.7739 | 1720.2512 | 77.7085 | 3855.8858 | 3386.8868 | 10.8121 | 5489.2172 | -3.4607e-14 | -3.4607e-14 | -8.0147e-16 | -8.0147e-16 | 150.7156 | 9685.403 | 91.5308 | 3637.2925 | 40.9042 | 520.332 | 40.9042 | 520.332 | 4.9686 | 156.0215 | 15.7384 | 7990.2535 | 13.8241 | 7018.3831 | 55.468 | 3512.5849 | 142.0189 | 3599.1358
3.2271 | 1221.7734 | 16580.6324 | 48620.1418 | 19702.0458 | 439.3573 | 1803.0372 | 4302.821 | 2749.1084 | 4.2003e-09 | 1.9599e-08 | 1656.7911 | 266.2013 | 266.2013 | 1558.2192 | 74.0614 | 3598.8634 | 3164.4486 | 15.4091 | 5843.0231 | 1.0985e-10 | 4.1655e-08 | 2.3544e-11 | 8.9273e-09 | 78.9675 | 9083.2453 | 39.4517 | 3799.0077 | 37.8164 | 524.6802 | 37.8164 | 524.6802 | 4.0902 | 153.2527 | 20.1721 | 7649.1135 | 17.7371 | 6725.7975 | 28.4659 | 3289.5459 | 127.0378 | 3388.1177
3.8187 | 1482.2478 | 17720.6822 | 45508.1884 | 19058.62 | 435.1926 | 1818.8258 | 4372.1338 | 2756.3746 | 2.0993e-08 | 5.643e-08 | 1680.3571 | 268.307 | 268.307 | 1583.3381 | 74.8513 | 3644.6479 | 3204.9803 | 13.0901 | 5570.3046 | 2.6799e-10 | 1.1404e-07 | 9.9698e-11 | 4.2425e-08 | 85.3562 | 8769.3052 | 44.9604 | 3638.3721 | 38.0212 | 504.5232 | 38.0212 | 504.5232 | 4.1459 | 147.3776 | 17.3085 | 7365.3991 | 15.2205 | 6476.8833 | 30.9063 | 3175.7483 | 127.9253 | 3272.7673
3.4946 | 1775.9399 | 20902.4723 | 55825.0382 | 19210.5698 | 335.4266 | 1898.9389 | 4947.5114 | 2791.16 | 0 | 0 | 1880.9932 | 283.638 | 283.638 | 1793.4881 | 81.1864 | 4035.8525 | 3547.3412 | 11.296 | 5261.7589 | 1.0337e-17 | 1.0337e-17 | 0 | 0 | 145.2943 | 9215.4727 | 87.5073 | 3508.8453 | 40.6604 | 499.5839 | 40.6604 | 499.5839 | 4.9007 | 148.9851 | 16.3334 | 7608.1925 | 14.3563 | 6687.2749 | 53.4183 | 3339.9719 | 140.9234 | 3427.4771
4.488 | 1396.5317 | 17427.6682 | 38512.4848 | 19091.0736 | 354.0898 | 1766.6876 | 4469.6127 | 2596.3094 | 0 | 0 | 1708.1982 | 263.3504 | 263.3504 | 1619.5927 | 74.3296 | 3654.1763 | 3213.0463 | 12.867 | 5318.5328 | 8.8808e-18 | 8.8808e-18 | -6.5569e-16 | -6.5569e-16 | 139.2812 | 9032.5671 | 82.7497 | 3541.0856 | 40.1724 | 498.5174 | 40.1724 | 498.5174 | 4.7668 | 147.6294 | 18.1096 | 7485.5705 | 15.9234 | 6581.9167 | 51.1273 | 3272.3152 | 139.7327 | 3360.9207
3.1418 | 1629.9781 | 19228.8462 | 43851.7644 | 20509.956 | 374.2392 | 1972.2018 | 4894.0466 | 2934.9207 | 7.3558e-09 | 2.0096e-08 | 1864.1861 | 289.2976 | 289.2976 | 1772.7031 | 81.9693 | 4037.0229 | 3550.4052 | 12.9815 | 5936.2513 | 8.8888e-11 | 4.0647e-08 | 3.2535e-11 | 1.4878e-08 | 120.7114 | 9797.0771 | 69.7589 | 3926.3356 | 39.4311 | 545.9532 | 39.4311 | 545.9532 | 4.5529 | 161.4891 | 17.8562 | 8165.3935 | 15.7039 | 7181.1472 | 44.1694 | 3548.2025 | 135.6524 | 3639.6855
3.3953 | 1319.912 | 18927.4506 | 18177.1367 | 16611.7578 | 324.5407 | 1698.4842 | 4511.8775 | 2546.8113 | 0 | 0 | 1728.2945 | 261.3026 | 261.3026 | 1637.8622 | 74.4701 | 3684.1475 | 3233.1547 | 11.9851 | 4691.2784 | -1.5761e-18 | -1.5761e-18 | 2.4007e-16 | 2.4007e-16 | 130.7761 | 8218.2965 | 76.5448 | 3070.6476 | 40.7181 | 447.9174 | 40.7181 | 447.9174 | 4.9077 | 133.32 | 17.3374 | 6786.275 | 15.215 | 5955.5369 | 47.9752 | 2982.9093 | 138.4074 | 3073.3415
4.2743 | 1449.7383 | 16056.1823 | 45085.2426 | 16735.5645 | 331.9122 | 1829.6286 | 4831.7348 | 3003.6307 | 4.1707e-10 | 0.00023211 | 1865.4427 | 288.3433 | 288.3433 | 1758.9705 | 82.5535 | 4062.1302 | 3551.6888 | 12.5264 | 5997.5745 | 9.6797e-07 | 0.00046346 | 1.7438e-12 | 8.328e-10 | 37.342 | 9630.6789 | 9.9606 | 3651.0239 | 38.7693 | 538.1542 | 38.7693 | 538.1542 | 4.3115 | 160.8697 | 16.9408 | 8111.1598 | 14.812 | 7091.9231 | 12.9546 | 3506.644 | 119.4267 | 3613.1161
4.6953 | 1729.1138 | 16825.7355 | 42742.206 | 16402.7441 | 472.0912 | 1654.4329 | 3974.7593 | 1983.8039 | 46.1255 | 753.4452 | 1534.7424 | 234.2542 | 235.7532 | 1448.8604 | 125.1622 | 3572.2677 | 2956.9942 | 7.8524 | 3803.5818 | 2.9823 | 1444.5936 | 0.18258 | 88.4373 | 30.7343 | 7607.0597 | 7.3062 | 3171.3753 | 15.9933 | 438.144 | 14.4943 | 436.645 | 0.52568 | 239.9479 | 14.14 | 6849.171 | 11.7046 | 5669.4964 | 10.543 | 2773.4972 | 96.4251 | 2859.3793
3.6086 | 1350.8221 | 17903.3739 | 59125.8577 | 17636.9861 | 384.1709 | 1812.2562 | 4651.2468 | 2973.5873 | 4.7606e-08 | 0.0061534 | 1798.7367 | 282.6186 | 282.6186 | 1692.9475 | 80.1147 | 3920.5145 | 3428.8836 | 13.7346 | 5765.9287 | 2.8422e-05 | 0.011932 | 2.1988e-10 | 9.2311e-08 | 40.2758 | 9001.2624 | 11.8531 | 3510.7665 | 38.3312 | 513.0806 | 38.3312 | 513.0806 | 4.1812 | 151.7496 | 18.1083 | 7602.066 | 15.8375 | 6648.7701 | 14.0438 | 3276.8345 | 119.8331 | 3382.6238
4.9326 | 1761.7317 | 16927.6792 | 43555.5226 | 19373.3401 | 446.4792 | 1739.1777 | 4146.0342 | 2571.7738 | 2.1527e-08 | 7.1231e-08 | 1593.0129 | 254.7438 | 254.7438 | 1500.0792 | 70.6224 | 3429.9542 | 3019.7157 | 11.3751 | 5360.9914 | 3.1506e-10 | 1.4848e-07 | 9.5212e-11 | 4.4874e-08 | 106.0745 | 8547.0389 | 60.6059 | 3567.7608 | 38.2489 | 490.5865 | 38.2489 | 490.5865 | 4.2191 | 142.96 | 15.1708 | 7149.9116 | 13.3563 | 6294.7487 | 38.6993 | 3092.0603 | 131.633 | 3184.994
4.563 | 1563.4065 | 18077.2747 | 46936.724 | 17418.1849 | 469.5243 | 1665.0543 | 4104.0066 | 2680.7281 | 0 | 0 | 1596.2379 | 256.8756 | 256.8756 | 1490.9276 | 71.6353 | 3466.8338 | 3037.4129 | 11.945 | 5119.5478 | -5.1959e-15 | -5.1959e-15 | -1.4674e-14 | -1.4674e-14 | 36.8005 | 7820.7501 | 10.7002 | 3176.8562 | 37.3483 | 457.4868 | 37.3483 | 457.4868 | 3.9233 | 133.5126 | 15.4478 | 6620.8212 | 13.5343 | 5800.7303 | 12.7446 | 2841.7386 | 118.055 | 2947.0489
4.345 | 1386.4825 | 20745.0972 | 17974.1656 | 16220.8527 | 361.4582 | 1993.9118 | 5004.3335 | 1560.4803 | 0.44113 | 1668.2815 | 1926.9608 | 301.316 | 301.3167 | 1819.91 | 169.8881 | 4499.9496 | 3691.3665 | 6.2863 | 2728.298 | 6.7206 | 2916.7744 | 0.0017771 | 0.77126 | 36.1444 | 8737.4191 | 9.4958 | 3484.9974 | 38.2334 | 498.9959 | 38.2326 | 498.9952 | 0.81833 | 296.9268 | 18.1279 | 7867.5798 | 14.8706 | 6453.8769 | 12.4815 | 3178.0076 | 119.5318 | 3285.0579
3.2814 | 1417.3654 | 18921.249 | 42664.1422 | 16109.0942 | 323.8163 | 2076.3976 | 5270.7457 | 1688.1919 | 9.5535 | 1695.0603 | 2022.0709 | 311.7196 | 311.7455 | 1918.0514 | 181.4846 | 4750.3126 | 3887.6979 | 6.4775 | 3067.5791 | 6.5038 | 3080.0595 | 0.036656 | 17.3595 | 36.059 | 9564.3761 | 9.3216 | 3771.8687 | 34.7406 | 538.951 | 34.7146 | 538.925 | 0.80624 | 329.6818 | 18.2266 | 8631.6964 | 14.9168 | 7064.2567 | 12.4572 | 3481.0709 | 116.476 | 3585.0897
3.9143 | 1500.0255 | 20380.9925 | 16590.724 | 17921.5213 | 305.5634 | 1870.2814 | 5023.4211 | 2806.4493 | 1.2995e-10 | 0 | 1913.2453 | 285.3465 | 285.3465 | 1823.6284 | 82.2431 | 4102.9508 | 3600.5993 | 12.0095 | 5186.098 | -3.0448e-17 | -3.0448e-17 | 5.5525e-13 | 2.4014e-10 | 136.249 | 9185.1684 | 80.2859 | 3394.5799 | 40.9583 | 493.4591 | 40.9583 | 493.4591 | 4.9773 | 148.0401 | 17.5576 | 7581.9308 | 15.4079 | 6653.6247 | 50.0273 | 3333.966 | 139.6442 | 3423.5829
3.3753 | 1472.4786 | 17931.2561 | 18165.562 | 18358.1449 | 341.1682 | 1938.9191 | 4927.3296 | 2968.6544 | 0 | 0 | 1883.2366 | 290.8097 | 290.8097 | 1787.64 | 82.8105 | 4083.5615 | 3584.7139 | 12.9887 | 5883.0001 | -6.1996e-16 | -6.1996e-16 | -1.0659e-14 | -1.0659e-14 | 98.6424 | 9688.5121 | 53.7584 | 3797.7253 | 39.3942 | 538.7105 | 39.3942 | 538.7105 | 4.5272 | 159.9994 | 17.8668 | 8092.418 | 15.6842 | 7103.8488 | 35.9057 | 3514.8852 | 131.5023 | 3610.4817
4.1428 | 1677.9814 | 19613.655 | 57767.8532 | 20946.7295 | 412.1379 | 2041.71 | 4942.4705 | 3084.3898 | 0 | 0 | 1885.6901 | 297.3631 | 297.3631 | 1789.7234 | 83.9081 | 4116.6494 | 3620.6062 | 13.4105 | 6233.394 | -5.7244e-14 | -5.7244e-14 | -5.9019e-15 | -5.9019e-15 | 92.8222 | 9915.3346 | 50.0285 | 4083.9944 | 38.3516 | 562.9552 | 38.3516 | 562.9552 | 4.2417 | 165.5985 | 17.8987 | 8319.5379 | 15.7419 | 7317.06 | 33.6957 | 3590.3668 | 129.6625 | 3686.3335
3.3018 | 1567.9847 | 20428.2808 | 20997.8673 | 16510.564 | 441.3419 | 1607.2513 | 3974.9193 | 2400.1491 | 1.3458e-09 | 3.4893e-09 | 1533.1637 | 242.2008 | 242.2008 | 1440.5735 | 67.3503 | 3272.1637 | 2876.035 | 10.7493 | 4239.9426 | 1.5659e-11 | 6.1641e-09 | 6.0241e-12 | 2.3773e-09 | 110.3869 | 6950.5377 | 63.5885 | 2795.8431 | 39.0624 | 398.6135 | 39.0624 | 398.6135 | 4.44 | 115.7901 | 14.6547 | 5780.3853 | 12.8806 | 5080.6108 | 40.3467 | 2518.7222 | 132.9369 | 2611.3124
4.969 | 1379.8706 | 16784.7743 | 60961.8719 | 17005.5889 | 351.2613 | 1975.5036 | 4916.5952 | 1864.327 | 26.8288 | 1384.9183 | 1888.0002 | 290.5909 | 290.7698 | 1790.7607 | 164.6641 | 4431.1839 | 3639.3789 | 7.7329 | 3668.7379 | 5.7444 | 2725.3278 | 0.11128 | 52.7953 | 35.8484 | 9660.1588 | 9.2791 | 3886.4634 | 27.0314 | 547.0952 | 26.8524 | 546.9162 | 0.73929 | 323.9814 | 18.3797 | 8719.9573 | 15.0954 | 7161.7945 | 12.393 | 3519.1439 | 109.6324 | 3616.3832
4.8058 | 1476.3334 | 17733.8767 | 36137.5321 | 20587.1189 | 378.8767 | 1865.8654 | 4580.6131 | 2728.8711 | 0 | 0 | 1746.8491 | 272.5526 | 272.5526 | 1658.0503 | 76.6546 | 3759.7866 | 3309.3736 | 13.4435 | 5758.4502 | -1.4985e-18 | -1.4985e-18 | -2.2865e-18 | -2.2865e-18 | 136.4714 | 9538.9036 | 80.8737 | 3857.3652 | 39.6033 | 532.4521 | 39.6033 | 532.4521 | 4.6114 | 157.0326 | 18.5222 | 7933.883 | 16.3033 | 6983.4237 | 50.0544 | 3452.0774 | 138.8532 | 3540.8762
4.8211 | 1663.7984 | 19364.2042 | 33477.5749 | 20252.9628 | 452.9417 | 1833.2603 | 4502.1183 | 2838.7106 | 7.354e-10 | 7.1747e-09 | 1732.5306 | 274.7195 | 274.7195 | 1632.5026 | 77.1405 | 3766.2373 | 3307.1238 | 12.7652 | 5662.2141 | 3.2263e-11 | 1.4311e-08 | 3.3079e-12 | 1.4669e-09 | 69.2425 | 8931.1634 | 33.382 | 3631.5833 | 38.0942 | 511.1403 | 38.0942 | 511.1403 | 4.1533 | 150.0647 | 16.9361 | 7512.2985 | 14.8716 | 6596.531 | 24.8787 | 3238.7373 | 124.9067 | 3338.7652
4.4976 | 1526.5406 | 19630.7157 | 24461.6893 | 16433.4516 | 413.531 | 1718.4671 | 4287.591 | 2638.6148 | 0 | 0 | 1652.8243 | 260.3885 | 260.3885 | 1555.0371 | 73.0165 | 3564.5506 | 3129.7653 | 11.4035 | 4738.3555 | 1.8011e-17 | 1.8011e-17 | -1.9652e-15 | -1.9652e-15 | 81.7972 | 7648.9792 | 42.7948 | 3057.7114 | 38.6334 | 437.6215 | 38.6334 | 437.6215 | 4.3056 | 127.9322 | 15.4052 | 6401.127 | 13.5261 | 5620.3508 | 29.6141 | 2774.1979 | 127.4013 | 2871.9851
4.4438 | 1457.2851 | 17281.0618 | 57647.5479 | 19917.899 | 463.5444 | 1878.8048 | 4434.9674 | 2898.4288 | 5.8335e-11 | 6.025e-10 | 1707.5297 | 276.102 | 276.102 | 1606.1107 | 76.8621 | 3733.6239 | 3282.314 | 14.1022 | 6060.6693 | 2.9328e-12 | 1.2598e-09 | 2.8269e-13 | 1.2198e-10 | 58.9033 | 9232.6789 | 25.9143 | 3910.2272 | 37.0086 | 538.2328 | 37.0086 | 538.2328 | 3.8546 | 156.9041 | 18.1657 | 7807.0781 | 15.9699 | 6863.3806 | 20.9644 | 3343.9909 | 122.3834 | 3445.4099
3.364 | 1650.5838 | 20837.6748 | 45698.1779 | 17832.8771 | 432.4939 | 1819.9025 | 4502.4283 | 2801.7042 | 0 | 0 | 1731.5028 | 273.1597 | 273.1597 | 1632.447 | 76.7979 | 3756.2306 | 3298.907 | 11.7785 | 5084.0452 | 1.3267e-16 | 1.3267e-16 | -7.476e-15 | -7.476e-15 | 74.1666 | 8125.0348 | 37.261 | 3278.2194 | 38.3187 | 465.275 | 38.3187 | 465.275 | 4.2162 | 136.1745 | 15.7913 | 6816.1536 | 13.8687 | 5986.2822 | 26.7453 | 2946.0155 | 125.8012 | 3045.0714
4.6224 | 1740.6717 | 19670.9065 | 88378.1219 | 20368.4679 | 425.0225 | 1957.9612 | 4815.2243 | 3014.9637 | 0 | 0 | 1845.0772 | 290.643 | 290.643 | 1745.3127 | 82.0704 | 4026.3009 | 3537.1274 | 12.7405 | 5994.4067 | -1.5187e-16 | -1.5187e-16 | -9.2191e-17 | -9.2191e-17 | 71.0297 | 9523.421 | 34.6171 | 3866.7114 | 38.1772 | 541.193 | 38.1772 | 541.193 | 4.1781 | 159.3716 | 17.0142 | 8005.1661 | 14.9471 | 7032.5823 | 25.5462 | 3452.0301 | 125.3106 | 3551.7946
4.0143 | 1790.0587 | 16385.5092 | 23658.4747 | 16313.4287 | 356.2541 | 1737.5516 | 4575.6813 | 2867.5078 | 1.6663e-07 | 0.0017505 | 1772.7092 | 275.8195 | 275.8195 | 1666.4225 | 78.5868 | 3849.1215 | 3363.9733 | 10.6968 | 5590.4317 | 6.53e-06 | 0.0034128 | 6.2159e-10 | 3.2486e-07 | 34.9393 | 8903.6174 | 9.2942 | 3384.8126 | 38.5533 | 501.966 | 38.5533 | 501.966 | 4.2455 | 149.4441 | 14.3585 | 7504.1649 | 12.5488 | 6558.3302 | 12.0956 | 3243.218 | 118.3822 | 3349.5046
4.6083 | 1286.7651 | 19520.177 | 73305.1028 | 16034.3619 | 394.3761 | 1908.3394 | 4652.6144 | 1569.8997 | 0.11811 | 1492.5232 | 1797.1057 | 285.4991 | 285.4994 | 1690.4217 | 152.0318 | 4169.5685 | 3440.8849 | 6.8371 | 2797.4586 | 6.5001 | 2659.5788 | 0.00051438 | 0.21046 | 36.3085 | 8278.0532 | 9.8216 | 3399.3498 | 37.7474 | 480.0722 | 37.7471 | 480.0719 | 0.77458 | 270.8224 | 18.1591 | 7429.8984 | 14.9855 | 6131.432 | 12.5324 | 3008.1604 | 119.2163 | 3114.8442
4.429 | 1375.2092 | 19039.6423 | 74382.7152 | 16594.4349 | 303.8728 | 1872.0445 | 5245.044 | 3063.0367 | 2.2574e-09 | 5.7832e-05 | 2016.6943 | 300.8267 | 300.8267 | 1909.9501 | 87.553 | 4379.2005 | 3828.2366 | 12.7236 | 5631.924 | 2.4023e-07 | 0.00010633 | 9.3769e-12 | 4.1506e-09 | 41.4194 | 9627.3894 | 11.8561 | 3438.6426 | 39.8705 | 520.5965 | 39.8705 | 520.5965 | 4.6188 | 157.3977 | 18.1909 | 8051.9194 | 15.9022 | 7038.8769 | 14.4713 | 3506.2688 | 121.2155 | 3613.013
4.7243 | 1320.6194 | 19769.3246 | 31758.4851 | 18592.5941 | 431.3325 | 1824.33 | 4551.7441 | 2885.592 | 4.9785e-10 | 6.6859e-09 | 1755.7946 | 277.598 | 277.598 | 1652.2649 | 78.2454 | 3824.7768 | 3354.3441 | 14.2715 | 5467.0329 | 3.3068e-11 | 1.2667e-08 | 2.4632e-12 | 9.4322e-10 | 52.5025 | 8596.7564 | 20.5376 | 3446.017 | 38.1232 | 492.8961 | 38.1232 | 492.8961 | 4.1522 | 144.8584 | 18.9165 | 7246.4092 | 16.5898 | 6355.1291 | 18.5832 | 3121.0152 | 122.1129 | 3224.5449
4.3161 | 1206.5395 | 17144.2373 | 24710.595 | 19843.1546 | 493.3925 | 1721.0415 | 3996.9543 | 2562.3456 | 0 | 0 | 1540.6334 | 250.5735 | 250.5735 | 1445.3794 | 68.9044 | 3328.7748 | 2931.6859 | 15.3232 | 5356.6143 | 4.41e-20 | 4.41e-20 | -5.2629e-19 | -5.2629e-19 | 95.5043 | 8277.1286 | 51.6527 | 3552.4823 | 37.5667 | 484.2575 | 37.5667 | 484.2575 | 4.034 | 140.072 | 19.9065 | 6958.8439 | 17.5319 | 6128.7247 | 34.6544 | 2993.0474 | 129.9083 | 3088.3013
4.3823 | 1616.8925 | 19951.8556 | 24298.3609 | 19669.8855 | 360.9774 | 1933.4829 | 4936.5322 | 2927.3271 | 0 | 0 | 1883.7699 | 289.288 | 289.288 | 1790.515 | 82.4669 | 4073.807 | 3577.5102 | 12.6457 | 5697.9557 | 1.0922e-15 | 1.0922e-15 | 8.8414e-16 | 8.8414e-16 | 112.316 | 9522.3203 | 63.5982 | 3710.952 | 39.7406 | 526.502 | 39.7406 | 526.502 | 4.6302 | 156.4567 | 17.5983 | 7929.5451 | 15.4544 | 6963.518 | 41.0304 | 3453.5346 | 134.2852 | 3546.7894
4.9802 | 1595.6156 | 18348.3198 | 16191.9851 | 17805.1529 | 488.0647 | 1687.9462 | 4100.0088 | 2738.2396 | 0 | 3.0407e-13 | 1595.1621 | 258.9416 | 258.9416 | 1490.2562 | 72.0712 | 3471.9725 | 3040.2088 | 12.1963 | 5244.4071 | -4.7126e-14 | 5.3389e-13 | 3.4014e-15 | 3.4014e-15 | 37.4429 | 7834.898 | 11.2779 | 3229.3785 | 36.9965 | 462.9852 | 36.9965 | 462.9852 | 3.826 | 134.8119 | 15.4643 | 6649.6872 | 13.5413 | 5822.7529 | 12.998 | 2848.3624 | 117.9039 | 2953.2682
4.471 | 1217.2969 | 16464.01 | 43287.8014 | 16954.6341 | 482.9558 | 1604.7892 | 3860.6551 | 2619.7527 | 0 | 4.3392e-06 | 1508.6992 | 247.4461 | 247.4461 | 1403.7774 | 68.4081 | 3275.5908 | 2866.9895 | 14.0344 | 5152.392 | 2.3246e-08 | 8.5341e-06 | -1.5779e-15 | -1.5779e-15 | 38.6062 | 7575.5123 | 11.4644 | 3153.4283 | 36.8436 | 452.142 | 36.8436 | 452.142 | 3.7866 | 131.2173 | 17.5479 | 6442.2599 | 15.3589 | 5638.6444 | 13.4138 | 2755.1475 | 118.3356 | 2860.0693
4.2684 | 1299.5543 | 18730.7669 | 23147.2448 | 20986.4508 | 382.5337 | 1773.0624 | 4329.579 | 2464.8182 | 0 | 0 | 1645.8096 | 255.221 | 255.221 | 1564.4402 | 71.3431 | 3499.7791 | 3087.632 | 14.1593 | 5106.6004 | 3.5091e-16 | 3.5091e-16 | 0 | 0 | 181.2859 | 8801.3912 | 112.3542 | 3563.2867 | 40.5422 | 486.6423 | 40.5422 | 486.6423 | 4.8998 | 142.9682 | 20.1047 | 7250.828 | 17.7371 | 6396.9435 | 66.8185 | 3178.8592 | 148.1879 | 3260.2286
4.612 | 1541.8045 | 18999.1413 | 56453.7868 | 19790.7159 | 337.2321 | 1837.1637 | 4796.0069 | 2724.2649 | 5.2199e-10 | 1.2974e-09 | 1828.5013 | 276.7423 | 276.7423 | 1739.2376 | 79.0302 | 3919.6419 | 3443.5686 | 12.442 | 5452.512 | 5.9251e-12 | 2.5966e-09 | 2.384e-12 | 1.0447e-09 | 137.1613 | 9483.0687 | 81.0379 | 3603.9255 | 40.6015 | 514.3133 | 40.6015 | 514.3133 | 4.8819 | 153.6275 | 17.9014 | 7845.0132 | 15.7272 | 6892.1707 | 50.3491 | 3438.3549 | 139.6127 | 3527.6186
3.8808 | 1382.4096 | 18603.8505 | 69391.4518 | 17873.754 | 352.3705 | 1892.7083 | 4803.9413 | 2876.8586 | 0 | 0 | 1837.6809 | 283.9774 | 283.9774 | 1741.9312 | 80.652 | 3977.82 | 3493.8829 | 13.1213 | 5523.8334 | 1.9863e-15 | 1.9863e-15 | -4.0147e-17 | -4.0147e-17 | 98.1966 | 9153.498 | 53.3374 | 3592.8533 | 39.3949 | 510.047 | 39.3949 | 510.047 | 4.5286 | 151.0133 | 18.1428 | 7637.7807 | 15.9356 | 6708.5769 | 35.7244 | 3318.9914 | 131.4742 | 3414.7412
3.5044 | 1532.8229 | 18974.0947 | 63972.7888 | 20043.849 | 462.3316 | 1801.317 | 4347.5302 | 2732.3879 | 2.0609e-08 | 4.9894e-08 | 1671.886 | 266.6077 | 266.6077 | 1574.5516 | 74.3903 | 3623.6407 | 3186.2238 | 13.182 | 5471.8924 | 2.4071e-10 | 9.9918e-08 | 9.9427e-11 | 4.1272e-08 | 84.1648 | 8642.7212 | 44.0084 | 3571.7437 | 38.0923 | 496.829 | 38.0923 | 496.829 | 4.1648 | 145.1401 | 17.4817 | 7256.7193 | 15.3715 | 6380.7462 | 30.4545 | 3130.1753 | 127.7889 | 3227.5097
4.7952 | 1240.122 | 17454.4143 | 52729.5915 | 17441.118 | 367.8833 | 1842.1811 | 4583.2477 | 2808.534 | 0 | 0 | 1758.3666 | 275.5633 | 275.5633 | 1661.4523 | 77.6729 | 3808.1728 | 3345.5283 | 13.8907 | 5485.7197 | -3.1245e-17 | -3.1245e-17 | 9.3796e-16 | 9.3796e-16 | 90.7607 | 8886.9177 | 47.9452 | 3561.0062 | 38.8995 | 502.2803 | 38.8995 | 502.2803 | 4.39 | 147.8757 | 18.8347 | 7438.2467 | 16.5466 | 6534.5945 | 32.9192 | 3221.5389 | 129.8335 | 3318.4532
4.6337 | 1726.7111 | 16479.8047 | 78384.8586 | 18295.0346 | 499.0256 | 1718.3782 | 4051.596 | 2743.608 | 0 | 0 | 1574.6608 | 258.4549 | 258.4549 | 1470.3207 | 71.4561 | 3436.0931 | 3013.6452 | 11.8233 | 5606.8716 | -7.0679e-16 | -7.0679e-16 | -6.2112e-15 | -6.2112e-15 | 37.1609 | 8259.2428 | 11.536 | 3507.3694 | 36.2604 | 491.3434 | 36.2604 | 491.3434 | 3.6272 | 142.5495 | 14.8075 | 7022.0427 | 12.987 | 6158.7228 | 12.8823 | 2997.9045 | 117.2224 | 3102.2446
3.1318 | 1367.0123 | 18799.7019 | 18061.9168 | 19296.5104 | 403.8485 | 1830.0557 | 4447.9942 | 2702.3651 | 5.5415e-11 | 1.5089e-10 | 1700.9461 | 267.9244 | 267.9244 | 1610.3745 | 75.0316 | 3664.6725 | 3224.6253 | 13.6996 | 5347.5034 | 7.6492e-13 | 2.9858e-10 | 2.8093e-13 | 1.0966e-10 | 125.3517 | 8700.657 | 72.9998 | 3558.6663 | 39.1763 | 492.9693 | 39.1763 | 492.9693 | 4.4876 | 144.4336 | 18.578 | 7251.7399 | 16.3472 | 6380.9642 | 45.8876 | 3149.5338 | 136.4592 | 3240.1054
4.7646 | 1445.6853 | 17227.5216 | 32857.3154 | 18764.8021 | 311.2271 | 2048.2808 | 5339.064 | 3199.8532 | 3.6725e-10 | 2.7678e-09 | 2038.7067 | 310.9071 | 310.9071 | 1938.6117 | 89.4657 | 4445.0739 | 3898.1754 | 13.6824 | 6552.2157 | 1.183e-11 | 5.6675e-09 | 1.5705e-12 | 7.5201e-10 | 76.002 | 10876.6489 | 36.8879 | 4164.5885 | 39.4335 | 596.5408 | 39.4335 | 596.5408 | 4.5254 | 178.8365 | 19.0069 | 9102.0059 | 16.6684 | 7982.1431 | 27.4001 | 3949.5127 | 127.4951 | 4049.6077
3.7092 | 1229.1041 | 17483.2146 | 42099.7127 | 19126.2916 | 308.6687 | 2060.7112 | 5288.311 | 3154.4282 | 0 | 0 | 2014.3849 | 308.0778 | 308.0778 | 1918.4886 | 88.3578 | 4382.9403 | 3847.7809 | 15.3883 | 6474.4403 | -1.1166e-14 | -1.1166e-14 | 6.6933e-14 | 6.6933e-14 | 101.8808 | 10773.7496 | 54.6151 | 4182.463 | 39.7635 | 591.861 | 39.7635 | 591.861 | 4.6363 | 176.9059 | 21.3814 | 8995.9521 | 18.7707 | 7897.5414 | 37.0657 | 3908.3793 | 132.962 | 4004.2756
4.1813 | 1510.885 | 17406.204 | 68331.5308 | 20063.037 | 456.3603 | 1791.9492 | 4243.9959 | 2662.7957 | 0 | 0 | 1629.7223 | 261.3604 | 261.3604 | 1535.1816 | 72.5103 | 3524.5833 | 3103.4224 | 13.153 | 5571.1512 | -7.2682e-15 | -7.2682e-15 | -6.1086e-16 | -6.1086e-16 | 98.7143 | 8794.0256 | 54.6104 | 3698.923 | 38.017 | 506.5112 | 38.017 | 506.5112 | 4.155 | 147.5399 | 17.4098 | 7374.1996 | 15.3295 | 6493.0388 | 35.9018 | 3180.8521 | 130.4425 | 3275.3927
4.6788 | 1230.8242 | 20972.533 | 46653.3275 | 19744.3475 | 449.4243 | 1859.5435 | 4535.4652 | 2847.8106 | 1.5331e-08 | 4.2752e-08 | 1742.0698 | 276.2367 | 276.2367 | 1643.58 | 77.5114 | 3786.3147 | 3327.1048 | 15.5898 | 5398.8138 | 2.3404e-10 | 8.1048e-08 | 8.3926e-11 | 2.9064e-08 | 82.1557 | 8546.5956 | 41.3003 | 3497.2492 | 38.3829 | 490.4734 | 38.3829 | 490.4734 | 4.2468 | 143.5015 | 20.7274 | 7178.0084 | 18.2136 | 6307.4487 | 29.6583 | 3097.2518 | 128.1481 | 3195.7416
4.6643 | 1670.4189 | 18839.2741 | 21777.9713 | 20303.4932 | 484.9698 | 1875.3067 | 4483.0768 | 2965.1947 | 0 | 0 | 1729.773 | 279.4803 | 279.4803 | 1626.3162 | 78.107 | 3787.9336 | 3323.8863 | 13.2473 | 5992.6477 | -2.428e-18 | -2.428e-18 | 2.5389e-18 | 2.5389e-18 | 46.4552 | 9033.1793 | 17.3328 | 3780.8043 | 36.9386 | 528.2257 | 36.9386 | 528.2257 | 3.8224 | 154.2916 | 16.923 | 7655.4 | 14.8498 | 6717.5621 | 16.3357 | 3277.4772 | 119.7924 | 3380.9339
3.6928 | 1560.818 | 19846.249 | 40994.7804 | 19271.2396 | 421.9436 | 1898.6811 | 4595.8509 | 2841.8912 | 0 | 0 | 1758.0351 | 277.8802 | 277.8802 | 1663.9704 | 77.9557 | 3811.952 | 3353.449 | 12.8586 | 5472.8743 | 1.4194e-15 | 1.4194e-15 | 4.4758e-15 | 4.4758e-15 | 103.1434 | 8774.0416 | 57.6424 | 3610.8358 | 38.5605 | 500.446 | 38.5605 | 500.446 | 4.3042 | 146.4512 | 17.2477 | 7341.0038 | 15.1732 | 6458.0252 | 37.5765 | 3176.5069 | 131.6412 | 3270.5716
4.6803 | 1779.0617 | 20759.9787 | 33576.05 | 20866.4751 | 459.3505 | 1885.846 | 4597.8514 | 2876.5987 | 4.2168e-08 | 1.2873e-07 | 1763.34 | 279.0867 | 279.0867 | 1666.1176 | 78.4057 | 3832.0063 | 3367.603 | 12.5253 | 5631.0449 | 5.6053e-10 | 2.52e-07 | 1.8361e-10 | 8.2545e-08 | 84.6283 | 8938.3233 | 44.5412 | 3656.6718 | 38.274 | 510.6818 | 38.274 | 510.6818 | 4.2125 | 149.7591 | 16.6854 | 7501.2895 | 14.6632 | 6592.2034 | 30.6499 | 3238.985 | 127.8723 | 3336.2074
4.5308 | 1335.0107 | 17339.0905 | 25828.6353 | 16281.3269 | 380.8201 | 1934.8754 | 4674.2896 | 1560.6719 | 0.038329 | 1492.0941 | 1803.3406 | 283.7916 | 283.7916 | 1696.7354 | 146.0384 | 4155.366 | 3448.4342 | 6.6747 | 2955.1109 | 6.3814 | 2825.2597 | 0.00016393 | 0.072576 | 36.2555 | 8836.1089 | 9.9416 | 3662.1647 | 37.7394 | 504.58 | 37.7393 | 504.58 | 0.97902 | 276.2037 | 17.7718 | 7868.1286 | 14.7484 | 6529.563 | 12.5116 | 3208.0299 | 119.1167 | 3314.6349
4.7829 | 1358.0924 | 16813.458 | 57130.1924 | 19535.0393 | 497.6005 | 1679.469 | 3956.6363 | 2545.9051 | 2.7414e-10 | 8.423e-09 | 1530.4621 | 248.5411 | 248.5411 | 1432.0835 | 68.4602 | 3308.7562 | 2910.9132 | 13.8191 | 5330.5085 | 4.572e-11 | 1.7636e-08 | 1.4881e-12 | 5.7398e-10 | 76.2512 | 8224.0007 | 38.4061 | 3484.1902 | 37.3796 | 480.7612 | 37.3796 | 480.7612 | 3.9671 | 139.3849 | 17.9598 | 6927.734 | 15.8003 | 6094.7472 | 27.4759 | 2976.7684 | 125.8545 | 3075.147
4.6596 | 1273.9205 | 16910.1267 | 26636.4075 | 18213.1771 | 428.8497 | 1678.3803 | 4073.3787 | 2529.5936 | 0 | 0 | 1570.7185 | 250.5201 | 250.5201 | 1475.748 | 69.5848 | 3376.9326 | 2968.6709 | 13.5611 | 5110.2503 | 3.4958e-19 | 3.4958e-19 | 1.0861e-21 | 1.0861e-21 | 99.0995 | 8149.7371 | 54.4106 | 3344.0615 | 38.5638 | 467.9204 | 38.5638 | 467.9204 | 4.3027 | 136.5437 | 18.1036 | 6822.0331 | 15.9149 | 5997.2684 | 36.053 | 2952.4214 | 131.0235 | 3047.392
4.7376 | 1570.9182 | 16630.8426 | 68782.2297 | 20005.3894 | 318.1309 | 2007.1874 | 5248.1484 | 3118.2088 | 0 | 0 | 2004.6152 | 305.1483 | 305.1483 | 1905.1815 | 87.7346 | 4361.5788 | 3825.9588 | 13.2563 | 6724.8027 | -6.4497e-15 | -6.4497e-15 | 1.1416e-16 | 1.1416e-16 | 79.5336 | 11251.8134 | 39.5661 | 4292.7008 | 39.5441 | 613.664 | 39.5441 | 613.664 | 4.5575 | 184.3499 | 18.5422 | 9406.2837 | 16.2651 | 8251.1529 | 28.7289 | 4084.797 | 128.1626 | 4184.2307
4.5943 | 1491.5962 | 17381.4113 | 19776.7585 | 18479.2582 | 377.2146 | 1852.0161 | 4630.2538 | 2850.8352 | 0 | 0 | 1777.1708 | 278.3007 | 278.3007 | 1679.5466 | 78.5997 | 3852.6587 | 3382.2815 | 12.806 | 5743.7464 | 1.2547e-15 | 1.2547e-15 | -4.3843e-15 | -4.3843e-15 | 85.0916 | 9263.3108 | 44.424 | 3694.5636 | 38.8012 | 522.4316 | 38.8012 | 522.4316 | 4.3561 | 154.2791 | 17.3062 | 7762.1796 | 15.1933 | 6814.4828 | 30.8238 | 3360.1524 | 128.4481 | 3457.7767
3.9453 | 1691.037 | 19160.561 | 20912.2078 | 16073.7285 | 467.7437 | 1727.5518 | 4127.6624 | 1559.9261 | 7.3585 | 1274.7656 | 1605.2569 | 259.5411 | 259.5844 | 1502.0236 | 131.4734 | 3705.7796 | 3066.8929 | 6.0996 | 2795.3378 | 4.9846 | 2284.3394 | 0.028773 | 13.1862 | 31.8198 | 7384.1727 | 7.9988 | 3094.7289 | 33.4616 | 439.3664 | 33.4183 | 439.3232 | 0.57942 | 235.5442 | 14.4902 | 6640.639 | 11.9921 | 5495.7745 | 10.9158 | 2687.5691 | 114.1477 | 2790.801
3.5142 | 1249.2706 | 16693.1352 | 38960.0177 | 19232.6733 | 460.9232 | 1654.562 | 3996.1877 | 2523.2642 | 7.194e-09 | 2.1933e-08 | 1545.7938 | 248.2462 | 248.2462 | 1447.9287 | 68.7629 | 3331.0506 | 2927.5401 | 14.3593 | 5268.7683 | 1.2482e-10 | 4.5798e-08 | 4.0939e-11 | 1.5022e-08 | 82.7604 | 8278.6658 | 42.4685 | 3418.6819 | 38.1274 | 478.1801 | 38.1274 | 478.1801 | 4.1747 | 139.4421 | 18.9562 | 6955.4878 | 16.6599 | 6112.9272 | 29.9141 | 2999.6674 | 127.7792 | 3097.5325
3.4337 | 1331.5438 | 17591.8126 | 74888.7955 | 18550.1292 | 340.9606 | 1988.5155 | 5103.1738 | 3121.0985 | 0 | 0 | 1954.7189 | 301.7939 | 301.7939 | 1852.4965 | 86.2774 | 4266.35 | 3742.0022 | 14.325 | 6275.7563 | -5.1876e-15 | -5.1876e-15 | 8.794e-16 | 8.794e-16 | 63.2457 | 10220.7817 | 27.6883 | 3979.5648 | 38.9361 | 568.7031 | 38.9361 | 568.7031 | 4.3828 | 169.4343 | 19.5814 | 8578.5735 | 17.1748 | 7524.24 | 22.6063 | 3710.5907 | 124.8287 | 3812.8131
3.6241 | 1556.6617 | 19935.7402 | 58453.0302 | 19048.4049 | 440.7544 | 1728.1983 | 4261.924 | 2585.5423 | 4.0739e-09 | 1.2075e-08 | 1637.6865 | 257.8446 | 257.8446 | 1543.9628 | 72.1084 | 3520.2569 | 3095.168 | 12.1853 | 4935.5111 | 5.6907e-11 | 2.305e-08 | 1.92e-11 | 7.7766e-09 | 106.0359 | 8057.0475 | 59.7802 | 3251.7842 | 38.9849 | 457.7056 | 38.9849 | 457.7056 | 4.42 | 133.9209 | 16.5905 | 6719.7767 | 14.5871 | 5908.3296 | 38.6732 | 2918.5811 | 132.3969 | 3012.3048
3.404 | 1394.9219 | 20780.3156 | 29881.7412 | 16355.9949 | 307.4567 | 1776.5177 | 4941.9554 | 2750.5304 | 0 | 0 | 1893.0299 | 280.363 | 280.363 | 1796.1856 | 81.1314 | 4062.7885 | 3560.0234 | 11.7466 | 4834.8414 | 1.9467e-17 | 1.9467e-17 | 2.2861e-18 | 2.2861e-18 | 96.7993 | 8629.29 | 51.8642 | 3089.0399 | 40.7412 | 462.7236 | 40.7412 | 462.7236 | 4.8927 | 139.1516 | 17.3509 | 7141.5091 | 15.2037 | 6257.7562 | 35.2386 | 3136.3284 | 132.0828 | 3233.1727
3.417 | 1292.683 | 19109.8387 | 33518.44 | 17302.3457 | 302.914 | 1945.5812 | 5398.2731 | 3171.9261 | 0 | 0 | 2071.8301 | 309.6126 | 309.6126 | 1965.0688 | 90.1525 | 4510.9078 | 3944.8046 | 13.8449 | 5937.4062 | 4.5963e-15 | 4.5963e-15 | -1.0197e-15 | -1.0197e-15 | 42.6233 | 10088.1282 | 12.1646 | 3638.6426 | 39.8139 | 545.8709 | 39.8139 | 545.8709 | 4.6074 | 165.0629 | 19.6893 | 8443.7946 | 17.2183 | 7384.1277 | 14.8952 | 3672.804 | 121.6565 | 3779.5653
4.9927 | 1772.654 | 18455.4938 | 27224.461 | 20536.7557 | 383.5862 | 2027.3621 | 5002.3131 | 3100.5255 | 0 | 0 | 1910.1453 | 299.0252 | 299.0252 | 1813.3207 | 84.7763 | 4166.5598 | 3660.4081 | 12.7535 | 6403.68 | -7.0358e-17 | -7.0358e-17 | 1.126e-15 | 1.126e-15 | 88.4483 | 10258.9364 | 47.0068 | 4145.8538 | 38.606 | 577.6095 | 38.606 | 577.6095 | 4.3056 | 170.8602 | 17.1385 | 8605.4172 | 15.0565 | 7560.0353 | 32.0795 | 3718.8094 | 128.9042 | 3815.6341
4.9096 | 1611.0196 | 19292.5423 | 36930.4207 | 18448.0276 | 342.8874 | 1850.0336 | 4816.1594 | 2794.2769 | 0 | 0 | 1840.1508 | 280.1932 | 280.1932 | 1747.3921 | 79.9903 | 3960.4578 | 3477.0673 | 11.811 | 5359.891 | -1.1009e-15 | -1.1009e-15 | 0 | 0 | 115.4456 | 9150.5224 | 66.0026 | 3495.0258 | 40.0961 | 501.5782 | 40.0961 | 501.5782 | 4.7278 | 149.3872 | 16.7402 | 7596.8211 | 14.697 | 6669.5971 | 42.2253 | 3319.6665 | 134.984 | 3412.4252
4.8461 | 1288.6444 | 17102.6235 | 20671.3334 | 19487.0607 | 473.8776 | 1610.1806 | 3856.5323 | 2398.9773 | 0 | 0 | 1489.7567 | 239.4019 | 239.4019 | 1396.401 | 65.9993 | 3188.4709 | 2804.8519 | 13.8608 | 4979.0502 | 2.6095e-15 | 2.6095e-15 | -1.1378e-13 | -1.1378e-13 | 107.7484 | 7911.7372 | 60.6025 | 3286.4193 | 38.5035 | 456.7215 | 38.5035 | 456.7215 | 4.2927 | 132.7496 | 18.4224 | 6617.6354 | 16.2059 | 5821.4384 | 39.2882 | 2864.4426 | 132.6439 | 2957.7984
3.5202 | 1708.1009 | 17625.2446 | 43641.3574 | 17084.1494 | 447.2625 | 1774.8405 | 4310.1512 | 2869.6823 | 0 | 0 | 1671.2106 | 270.1604 | 270.1604 | 1566.1827 | 75.5118 | 3649.795 | 3196.9353 | 11.6094 | 5500.719 | -7.5073e-14 | -7.5073e-14 | 9.264e-17 | 9.264e-17 | 36.011 | 8244.7673 | 10.5004 | 3399.027 | 36.9475 | 484.8477 | 36.9475 | 484.8477 | 3.8114 | 141.5166 | 14.7654 | 6996.0694 | 12.9333 | 6128.0102 | 12.4653 | 2996.4778 | 117.4931 | 3101.5056
4.554 | 1683.1372 | 16049.5458 | 65469.1373 | 17120.9332 | 320.5955 | 1921.434 | 5063.5126 | 3114.2901 | 0 | 0 | 1947.5722 | 299.3973 | 299.3973 | 1841.8164 | 85.9814 | 4249.518 | 3718.951 | 11.7474 | 6298.3663 | 1.0845e-15 | 1.0845e-15 | 6.08e-14 | 6.08e-14 | 40.3929 | 10218.6377 | 12.5147 | 3880.519 | 38.7852 | 566.8581 | 38.7852 | 566.8581 | 4.318 | 169.791 | 16.0295 | 8594.2607 | 14.0282 | 7521.2377 | 14.1036 | 3717.5607 | 119.8594 | 3823.3165
3.2096 | 1516.8405 | 18374.5472 | 28439.2935 | 20692.2917 | 495.9727 | 1841.6081 | 4220.4084 | 2669.9891 | 7.8638e-09 | 2.4153e-08 | 1615.6323 | 261.7867 | 261.7867 | 1523.6313 | 72.1234 | 3499.2272 | 3087.6973 | 13.5043 | 5513.1125 | 1.2216e-10 | 4.9872e-08 | 3.9773e-11 | 1.6237e-08 | 110.7327 | 8618.8204 | 63.4175 | 3744.7301 | 37.5463 | 501.7819 | 37.5463 | 501.7819 | 4.038 | 144.9924 | 17.6984 | 7225.3603 | 15.6169 | 6375.6149 | 40.3872 | 3111.0847 | 132.3883 | 3203.0857
3.892 | 1634.1977 | 20709.3052 | 27045.1378 | 17789.3296 | 372.2329 | 1863.5666 | 4957.537 | 3030.8531 | 0 | 0 | 1909.8028 | 292.9257 | 292.9257 | 1803.8219 | 84.1194 | 4157.9724 | 3637.6562 | 12.1333 | 5524.8519 | -6.075e-15 | -6.075e-15 | 1.5038e-14 | 1.5038e-14 | 40.4993 | 9019.8838 | 12.2707 | 3393.0659 | 38.9693 | 502.7388 | 38.9693 | 502.7388 | 4.3691 | 150.0073 | 16.6455 | 7579.4442 | 14.5625 | 6630.9753 | 14.1374 | 3282.4192 | 120.1183 | 3388.4001
3.0401 | 1326.5235 | 17778.5617 | 15322.4276 | 16772.8889 | 464.2686 | 1767.4255 | 4153.9741 | 1584.4206 | 0.32716 | 1281.7495 | 1615.9155 | 263.7422 | 263.7432 | 1510.0608 | 128.8794 | 3714.4997 | 3085.9125 | 7.3806 | 2994.2539 | 5.9707 | 2422.2631 | 0.001524 | 0.61827 | 35.2401 | 7836.0165 | 9.6349 | 3338.8451 | 36.6269 | 466.7787 | 36.6259 | 466.7777 | 0.69664 | 243.4716 | 17.3029 | 7019.6987 | 14.3748 | 5831.7884 | 12.1541 | 2849.1509 | 118.0085 | 2955.0053
3.5673 | 1776.2032 | 20304.1218 | 34070.7787 | 20630.5245 | 415.7777 | 1934.9431 | 4797.8854 | 2949.3657 | 2.8133e-08 | 6.4344e-08 | 1835.438 | 287.159 | 287.159 | 1739.2939 | 81.2154 | 3987.3043 | 3502.9156 | 12.4873 | 5814.6427 | 2.7242e-10 | 1.2685e-07 | 1.1911e-10 | 5.5463e-08 | 92.4609 | 9388.5913 | 49.9264 | 3774.0029 | 38.7843 | 529.4783 | 38.7843 | 529.4783 | 4.3563 | 156.2006 | 16.8818 | 7860.9276 | 14.831 | 6905.9605 | 33.5928 | 3403.41 | 129.7369 | 3499.554
3.2104 | 1439.9497 | 17368.433 | 16842.6905 | 19021.3928 | 402.842 | 1867.9715 | 4638.6503 | 2945.6016 | 0 | 0 | 1786.2605 | 282.4481 | 282.4481 | 1683.6373 | 79.6806 | 3895.3378 | 3416.7154 | 13.7005 | 6017.2858 | -9.1694e-14 | -9.1694e-14 | -4.6004e-15 | -4.6004e-15 | 56.4063 | 9439.3603 | 23.6709 | 3800.2021 | 38.0759 | 538.471 | 38.0759 | 538.471 | 4.1406 | 158.8222 | 18.118 | 7957.4105 | 15.8918 | 6979.679 | 20.0571 | 3426.5314 | 122.6804 | 3529.1546
3.2307 | 1268.3079 | 18564.2386 | 20520.3989 | 19422.1638 | 406.7613 | 1901.1363 | 4667.9725 | 2937.1984 | 0 | 0 | 1791.7221 | 283.2354 | 283.2354 | 1692.6461 | 79.7811 | 3901.3646 | 3425.9338 | 15.1807 | 5866.0552 | 3.9819e-20 | 3.9819e-20 | 6.6309e-18 | 6.6309e-18 | 78.4906 | 9268.1964 | 38.8191 | 3767.8124 | 38.4065 | 528.6373 | 38.4065 | 528.6373 | 4.249 | 155.4899 | 20.164 | 7791.6494 | 17.7067 | 6842.138 | 28.3037 | 3360.8841 | 127.3797 | 3459.9601
3.0168 | 1598.8093 | 18070.4949 | 55344.2226 | 18015.4501 | 461.3773 | 1634.3608 | 3965.0911 | 2448.7619 | 0 | 0 | 1530.8781 | 244.3793 | 244.3793 | 1435.982 | 67.6863 | 3283.2202 | 2887.4574 | 11.3411 | 4757.5768 | 4.086e-16 | 4.086e-16 | 4.209e-15 | 4.209e-15 | 96.1518 | 7629.893 | 53.3519 | 3131.9508 | 38.4016 | 439.489 | 38.4016 | 439.489 | 4.2532 | 127.7724 | 15.2057 | 6378.8039 | 13.3728 | 5609.8963 | 34.989 | 2763.0542 | 129.8852 | 2857.9503
3.8707 | 1259.3134 | 20167.7561 | 22294.1182 | 18162.7656 | 390.5473 | 1783.3043 | 4554.8129 | 2751.0167 | 0 | 0 | 1750.6329 | 271.7535 | 271.7535 | 1653.0556 | 76.9352 | 3779.6821 | 3316.5144 | 13.9897 | 5117.1187 | 3.1379e-16 | 3.1379e-16 | 3.8636e-15 | 3.8636e-15 | 89.2667 | 8415.1831 | 46.4783 | 3284.7537 | 39.3564 | 472.6559 | 39.3564 | 472.6559 | 4.513 | 139.5426 | 19.2208 | 7030.5214 | 16.8655 | 6168.9912 | 32.37 | 3054.104 | 129.9473 | 3151.6813
4.9565 | 1654.4984 | 19812.5915 | 19995.1246 | 19638.7189 | 405.707 | 2022.6908 | 4952.3474 | 3122.8665 | 4.1258e-11 | 2.6412e-10 | 1894.5212 | 298.696 | 298.696 | 1795.481 | 84.4924 | 4142.5733 | 3638.3519 | 13.1358 | 6081.0524 | 1.111e-12 | 5.1431e-10 | 1.7354e-13 | 8.034e-11 | 75.214 | 9591.8062 | 37.5048 | 3911.1339 | 38.1717 | 546.5244 | 38.1717 | 546.5244 | 4.179 | 160.8918 | 17.425 | 8066.6931 | 15.3041 | 7084.8398 | 27.113 | 3477.6721 | 126.1532 | 3576.7123
4.1621 | 1462.6532 | 20555.9092 | 18049.5395 | 18070.0014 | 339.8781 | 1824.3022 | 4788.3213 | 2746.74 | 4.1449e-09 | 1.1322e-08 | 1828.9806 | 277.1935 | 277.1935 | 1737.7247 | 79.232 | 3925.6205 | 3445.8375 | 12.3062 | 5066.9133 | 5.0727e-11 | 2.0886e-08 | 1.8572e-11 | 7.6461e-09 | 125.5808 | 8744.6672 | 72.84 | 3310.4219 | 40.442 | 478.0777 | 40.442 | 478.0777 | 4.8296 | 142.3626 | 17.5879 | 7241.5951 | 15.4384 | 6356.539 | 46.0183 | 3173.1415 | 137.2742 | 3264.3974
4.3546 | 1385.1997 | 20002.9698 | 52441.0876 | 17596.0011 | 359.3573 | 2124.9851 | 5270.3793 | 1964.6822 | 8.2845 | 1527.6395 | 2022.9054 | 316.9741 | 316.9924 | 1918.7734 | 174.9054 | 4742.1866 | 3900.4786 | 8.065 | 3620.9565 | 6.271 | 2815.4763 | 0.034008 | 15.2685 | 37.4077 | 9700.0839 | 10.0354 | 3915.2876 | 34.8955 | 555.7857 | 34.8772 | 555.7673 | 0.85345 | 322.2402 | 19.4666 | 8739.9638 | 16.0114 | 7188.6757 | 12.958 | 3532.044 | 117.0893 | 3636.1752
4.8556 | 1665.1962 | 19916.0485 | 39656.8984 | 16864.6187 | 437.2686 | 1708.8159 | 4345.0255 | 2812.3481 | 1.4024e-09 | 0.0023487 | 1687.6056 | 267.8739 | 267.8739 | 1581.5997 | 75.5343 | 3668.6512 | 3207.7946 | 11.5016 | 5072.924 | 9.6056e-06 | 0.0042367 | 5.7276e-12 | 2.5297e-09 | 34.5374 | 7824.0401 | 9.014 | 3080.7337 | 37.8967 | 453.4894 | 37.8967 | 453.4894 | 4.0663 | 133.2163 | 15.0036 | 6617.5269 | 13.1188 | 5786.232 | 11.9301 | 2848.4872 | 117.9359 | 2954.4931
3.7669 | 1504.5046 | 19132.6215 | 24824.067 | 18680.7075 | 379.7547 | 1967.1813 | 4950.381 | 3088.5535 | 3.3738e-09 | 0 | 1898.3369 | 296.5382 | 296.5382 | 1796.9256 | 84.3018 | 4144.6031 | 3635.3914 | 13.3815 | 5972.8039 | -6.6524e-19 | -6.6524e-19 | 1.4617e-11 | 6.5243e-09 | 64.2913 | 9533.1185 | 29.2471 | 3784.7991 | 38.5083 | 538.5482 | 38.5083 | 538.5482 | 4.2634 | 159.371 | 17.9569 | 8015.0469 | 15.7507 | 7030.3071 | 23.0242 | 3460.6945 | 124.4356 | 3562.1058
3.6899 | 1494.6174 | 19006.0243 | 75258.8298 | 16557.0937 | 314.2613 | 2244.3713 | 5611.1829 | 1782.4105 | 0.37033 | 1819.2662 | 2146.3791 | 332.4878 | 332.4883 | 2039.3546 | 187.2879 | 5032.2459 | 4138.5533 | 6.544 | 3275.4082 | 6.6793 | 3343.1354 | 0.0013597 | 0.68053 | 36.7477 | 10297.6947 | 9.8161 | 4122.9956 | 38.2658 | 579.8447 | 38.2653 | 579.8442 | 0.90475 | 343.983 | 18.4755 | 9247.3982 | 15.1944 | 7605.1233 | 12.6961 | 3743.1969 | 119.7202 | 3850.2211
3.0365 | 1481.8967 | 20939.7648 | 31258.6973 | 20761.2698 | 498.6879 | 1741.0591 | 4108.073 | 2506.097 | 0 | 0 | 1573.4335 | 251.3375 | 251.3375 | 1484.5766 | 69.4744 | 3374.4766 | 2975.2606 | 13.2962 | 4862.1709 | 1.8154e-15 | 1.8154e-15 | 1.4516e-15 | 1.4516e-15 | 132.2413 | 7865.8356 | 78.4421 | 3312.4838 | 38.7404 | 452.274 | 38.7404 | 452.274 | 4.3749 | 131.0033 | 17.9034 | 6546.9461 | 15.7854 | 5772.4126 | 48.4626 | 2841.9217 | 137.3194 | 2930.7785
3.1831 | 1354.1219 | 16315.8764 | 75071.6255 | 18886.1816 | 312.3496 | 1989.0809 | 5012.7618 | 2965.7495 | 4.0356e-10 | 1.2853e-09 | 1907.9852 | 293.482 | 293.482 | 1816.2399 | 83.5458 | 4130.844 | 3631.8249 | 13.8337 | 6263.0578 | 5.9954e-12 | 2.7144e-09 | 1.8812e-12 | 8.5224e-10 | 122.2182 | 10475.5297 | 70.1524 | 4132.5361 | 39.7912 | 576.8562 | 39.7912 | 576.8562 | 4.6543 | 171.6682 | 19.2683 | 8723.4998 | 16.9406 | 7669.6734 | 44.7063 | 3795.0541 | 136.4515 | 3886.7994
3.0265 | 1473.3041 | 17959.989 | 24222.9641 | 16007.1107 | 358.8946 | 1742.9697 | 4603.2353 | 2797.2123 | 2.2993e-12 | 6.1654e-10 | 1778.7613 | 274.4118 | 274.4118 | 1673.2707 | 78.177 | 3855.2137 | 3376.208 | 11.6226 | 5176.6978 | 2.5607e-12 | 1.141e-09 | 7.0639e-15 | 4.2528e-12 | 42.3445 | 8499.2052 | 13.893 | 3219.9686 | 38.8818 | 475.6044 | 38.8818 | 475.6044 | 4.3472 | 141.2434 | 16.0186 | 7134.702 | 14.0284 | 6248.2238 | 14.8215 | 3089.9387 | 120.3121 | 3195.4293
4.9119 | 1536.7897 | 17821.6524 | 37045.9932 | 18674.7218 | 385.6902 | 1909.5374 | 4696.3424 | 2910.6149 | 0 | 0 | 1798.881 | 283.0192 | 283.0192 | 1702.0596 | 79.7766 | 3908.6642 | 3434.5638 | 12.8094 | 5821.4217 | -3.6088e-17 | -3.6088e-17 | 0 | 0 | 88.3611 | 9324.9979 | 46.9457 | 3780.4859 | 38.5529 | 528.5823 | 38.5529 | 528.5823 | 4.2915 | 155.6003 | 17.2018 | 7817.5861 | 15.1153 | 6869.3541 | 32.0418 | 3379.5702 | 128.8632 | 3476.3916
3.1988 | 1323.817 | 17996.3535 | 19423.0303 | 18271.9823 | 329.447 | 1912.4754 | 4928.9331 | 2927.4435 | 0 | 0 | 1883.8833 | 288.8374 | 288.8374 | 1788.7476 | 82.4637 | 4075.8609 | 3577.0059 | 13.739 | 5780.2109 | 4.7721e-17 | 4.7721e-17 | -1.0028e-16 | -1.0028e-16 | 103.7935 | 9653.1598 | 56.8187 | 3729.3228 | 39.7866 | 532.6796 | 39.7866 | 532.6796 | 4.6395 | 158.6603 | 19.1287 | 8047.7507 | 16.7875 | 7062.7661 | 37.8245 | 3503.052 | 132.9601 | 3598.1877
3.3166 | 1747.5185 | 16004.6062 | 45464.919 | 18094.5957 | 300.6215 | 2018.6405 | 5354.7105 | 3210.9838 | 2.2978e-10 | 2.7763e-09 | 2049.5366 | 311.3169 | 311.3169 | 1946.0046 | 89.8724 | 4472.4251 | 3918.149 | 11.9106 | 6702.1467 | 1.029e-11 | 5.7949e-09 | 8.3512e-13 | 4.7958e-10 | 54.4953 | 11138.859 | 22.3188 | 4197.2353 | 39.2195 | 608.2581 | 39.2195 | 608.2581 | 4.4484 | 183.096 | 16.5897 | 9335.0983 | 14.5337 | 8178.1819 | 19.3784 | 4048.5404 | 122.9104 | 4152.0724
3.7142 | 1415.7753 | 19424.0883 | 51514.2445 | 16270.0951 | 363.5493 | 1819.7202 | 4774.1172 | 2931.3998 | 0 | 0 | 1841.4178 | 284.482 | 284.482 | 1735.64 | 81.219 | 4005.1995 | 3506.9764 | 12.3932 | 5277.8805 | 6.9571e-18 | 6.9571e-18 | 1.849e-17 | 1.849e-17 | 41.1926 | 8578.7393 | 12.7611 | 3272.2674 | 38.7697 | 482.001 | 38.7697 | 482.001 | 4.3168 | 143.0378 | 16.933 | 7211.2185 | 14.8266 | 6314.1858 | 14.3807 | 3119.2964 | 120.1585 | 3225.0741
3.9346 | 1623.4533 | 16950.5853 | 14634.4009 | 17068.212 | 458.3501 | 1628.1174 | 3974.9623 | 2544.3232 | 0 | 0 | 1543.2857 | 248.2014 | 248.2014 | 1441.93 | 68.8635 | 3332.8763 | 2925.0521 | 11.1503 | 4961.2229 | -1.5883e-14 | -1.5883e-14 | 1.1249e-14 | 1.1249e-14 | 58.1163 | 7712.0243 | 26.3204 | 3156.3917 | 37.6233 | 449.1139 | 37.6233 | 449.1139 | 4.0135 | 130.7369 | 14.606 | 6498.8372 | 12.8188 | 5703.6134 | 20.7447 | 2797.8825 | 122.1005 | 2899.2383
3.9608 | 1604.3881 | 19303.0333 | 26600.0704 | 16886.8773 | 410.6107 | 1730.5321 | 4399.6566 | 2718.0198 | 0 | 0 | 1699.2299 | 266.376 | 266.376 | 1597.1957 | 75.1014 | 3677.8075 | 3225.4673 | 11.3613 | 4980.19 | -3.5877e-17 | -3.5877e-17 | -9.1598e-19 | -9.1598e-19 | 58.6754 | 8027.7604 | 26.1218 | 3155.0436 | 38.5017 | 456.8287 | 38.5017 | 456.8287 | 4.254 | 134.3141 | 15.3732 | 6738.7957 | 13.4825 | 5909.979 | 20.946 | 2914.5933 | 122.9802 | 3016.6274
4.4372 | 1724.5949 | 20870.9673 | 22521.9426 | 16498.0671 | 397.1243 | 1746.3456 | 4546.2315 | 2762.3074 | 0 | 0 | 1754.4172 | 271.742 | 271.742 | 1651.407 | 77.1459 | 3797.3061 | 3328.1795 | 10.7599 | 4845.358 | -5.5127e-17 | -5.5127e-17 | -4.9609e-17 | -4.9609e-17 | 54.1242 | 7946.9674 | 22.9135 | 3051.0645 | 38.8224 | 448.073 | 38.8224 | 448.073 | 4.3371 | 132.2656 | 14.7914 | 6660.8471 | 12.9641 | 5837.9531 | 19.2544 | 2887.0231 | 122.2646 | 2990.0333
3.829 | 1425.6131 | 20651.0697 | 46543.4464 | 17880.6381 | 479.9445 | 1786.5572 | 4321.6172 | 2793.1349 | 0 | 0 | 1669.6917 | 268.1705 | 268.1705 | 1566.8454 | 74.8266 | 3637.2782 | 3193.7545 | 13.1647 | 5082.3488 | -7.5728e-18 | -7.5728e-18 | 4.5452e-18 | 4.5452e-18 | 51.7217 | 7837.7353 | 20.9098 | 3240.5095 | 37.3774 | 458.2209 | 37.3774 | 458.2209 | 3.9473 | 133.1933 | 17.1433 | 6618.3399 | 15.0529 | 5811.3106 | 18.2982 | 2842.0231 | 121.1444 | 2944.8693
4.0494 | 1432.6375 | 19265.3647 | 40351.1828 | 20154.2319 | 350.6749 | 1996.7146 | 5100.3727 | 3049.0253 | 0 | 0 | 1945.6673 | 298.791 | 298.791 | 1850.0872 | 85.3835 | 4225.0001 | 3709.6157 | 14.1816 | 6112.8802 | 3.7506e-13 | 3.7506e-13 | -1.0849e-14 | -1.0849e-14 | 101.3495 | 10147.1834 | 54.9541 | 3957.0371 | 39.6112 | 560.4484 | 39.6112 | 560.4484 | 4.5916 | 166.9477 | 19.6513 | 8470.5493 | 17.2542 | 7437.274 | 36.8892 | 3680.6183 | 132.4692 | 3776.1983
3.0728 | 1344.2458 | 16209.7366 | 30349.2371 | 20747.0255 | 457.6769 | 1814.262 | 4269.1405 | 2751.745 | 6.6077e-09 | 2.1549e-08 | 1643.0354 | 265.5735 | 265.5735 | 1545.3244 | 73.653 | 3571.2715 | 3141.694 | 14.9509 | 6083.262 | 1.1708e-10 | 4.7639e-08 | 3.5901e-11 | 1.4608e-08 | 81.6823 | 9366.56 | 41.8091 | 3971.8802 | 37.5185 | 543.1863 | 37.5185 | 543.1863 | 4.01 | 158.4298 | 19.4035 | 7894.983 | 17.0695 | 6945.3193 | 29.4914 | 3390.5577 | 127.2023 | 3488.2686
3.2495 | 1469.537 | 17502.8332 | 36154.2078 | 18914.6227 | 494.4158 | 1714.7193 | 4065.4746 | 2647.7969 | 0 | 0 | 1573.575 | 255.4422 | 255.4422 | 1472.8661 | 70.6406 | 3415.5467 | 3001.5651 | 13.0567 | 5344.4567 | -7.5485e-16 | -7.5485e-16 | 2.7706e-13 | 2.7706e-13 | 61.7483 | 8163.2934 | 28.3665 | 3440.7034 | 37.1261 | 478.8891 | 37.1261 | 478.8891 | 3.8856 | 138.9644 | 16.8426 | 6894.1246 | 14.8012 | 6058.5216 | 22.064 | 2957.7638 | 122.773 | 3058.4727
4.0945 | 1256.444 | 18195.9278 | 20962.8184 | 20281.2365 | 417.5236 | 1743.6534 | 4205.3578 | 2512.2132 | 0 | 0 | 1608.2493 | 253.7372 | 253.7372 | 1521.0922 | 70.5964 | 3439.637 | 3030.2428 | 14.5696 | 5177.6228 | 8.252e-18 | 8.252e-18 | 3.5951e-20 | 3.5951e-20 | 146.3619 | 8536.9957 | 87.5871 | 3510.9574 | 39.5589 | 482.3017 | 39.5589 | 482.3017 | 4.6083 | 141.0169 | 19.9482 | 7089.0255 | 17.5739 | 6245.2719 | 53.7358 | 3087.0106 | 140.8929 | 3174.1678
4.3286 | 1253.0093 | 18447.3397 | 27974.2914 | 19307.9648 | 399.0109 | 1817.5572 | 4531.6458 | 2786.2561 | 1.6879e-08 | 5.8737e-08 | 1740.5302 | 273.0577 | 273.0577 | 1643.4573 | 76.9385 | 3766.7973 | 3307.6553 | 14.7849 | 5566.9335 | 3.1168e-10 | 1.1736e-07 | 8.9564e-11 | 3.3723e-08 | 91.214 | 8986.8278 | 47.8189 | 3593.1742 | 38.9828 | 507.9102 | 38.9828 | 507.9102 | 4.414 | 149.7039 | 19.988 | 7526.0525 | 17.5516 | 6608.688 | 33.0822 | 3259.1816 | 130.1552 | 3356.2546
3.9592 | 1551.86 | 20450.8596 | 16869.9765 | 17958.9486 | 368.0603 | 1830.0078 | 4801.9136 | 2860.3394 | 5.2078e-08 | 1.3734e-07 | 1843.7143 | 282.3342 | 282.3342 | 1744.2085 | 80.6667 | 3988.3609 | 3496.3871 | 12.1598 | 5266.9007 | 5.8384e-10 | 2.5288e-07 | 2.2139e-10 | 9.5893e-08 | 77.3511 | 8793.9194 | 38.6084 | 3343.6458 | 39.4913 | 487.5236 | 39.4913 | 487.5236 | 4.538 | 144.9915 | 16.9553 | 7343.989 | 14.8638 | 6438.0905 | 27.9419 | 3194.3631 | 127.4477 | 3293.8689
4.2476 | 1363.8996 | 16083.1005 | 23924.3734 | 17690.0975 | 430.5868 | 1905.0778 | 4429.9978 | 1586.0607 | 0.0095735 | 1418.7903 | 1712.962 | 276.3594 | 276.3594 | 1607.0653 | 134.8372 | 3941.9787 | 3286.3694 | 7.2211 | 3236.2071 | 6.4595 | 2894.9077 | 4.3586e-05 | 0.019534 | 36.3617 | 9022.0682 | 10.2913 | 3885.4405 | 36.7416 | 526.7993 | 36.7416 | 526.7993 | 0.74115 | 274.9895 | 17.9472 | 8043.2352 | 14.9623 | 6705.5263 | 12.5403 | 3273.6054 | 118.4369 | 3379.5021
3.8539 | 1310.5739 | 16407.3266 | 27596.3322 | 19759.9414 | 481.9657 | 1784.5229 | 4167.2377 | 2744.6506 | 0 | 0 | 1609.3178 | 262.432 | 262.432 | 1508.9386 | 72.5375 | 3506.1265 | 3082.8052 | 14.8498 | 5860.532 | 1.6547e-15 | 1.6547e-15 | 1.6312e-13 | 1.6312e-13 | 64.6254 | 8850.0898 | 29.8418 | 3787.3716 | 36.8932 | 519.8691 | 36.8932 | 519.8691 | 3.8277 | 150.9651 | 18.9697 | 7486.4782 | 16.6794 | 6582.5787 | 23.1038 | 3204.9177 | 123.483 | 3305.2969
3.095 | 1794.8133 | 17042.0155 | 66509.7084 | 20952.26 | 355.1683 | 2030.8268 | 5075.803 | 3088.3593 | 3.3912e-09 | 1.3068e-08 | 1935.8281 | 300.3688 | 300.3688 | 1839.8353 | 85.4453 | 4215.4075 | 3703.823 | 12.6437 | 6729.7989 | 5.3511e-11 | 2.8476e-08 | 1.3875e-11 | 7.3898e-09 | 94.5677 | 10973.2495 | 51.2228 | 4374.5443 | 38.9974 | 609.8149 | 38.9974 | 609.8149 | 4.4168 | 181.3777 | 17.2579 | 9185.7333 | 15.1634 | 8070.9471 | 34.3699 | 3977.3845 | 130.3628 | 4073.3773
4.025 | 1648.5078 | 17185.3869 | 21678.3724 | 20607.1546 | 366.5059 | 1831.5523 | 4541.7871 | 2667.2752 | 0 | 0 | 1731.5712 | 268.6427 | 268.6427 | 1644.5287 | 75.6585 | 3713.3517 | 3267.7465 | 12.2686 | 5728.9995 | 3.695e-16 | 3.695e-16 | 5.297e-17 | 5.297e-17 | 145.5504 | 9611.4786 | 87.8137 | 3842.4124 | 39.9143 | 532.4098 | 39.9143 | 532.4098 | 4.6991 | 157.4881 | 17.0802 | 7975.851 | 15.0305 | 7018.7425 | 53.4925 | 3479.294 | 140.535 | 3566.3365
4.8976 | 1549.1319 | 18112.3896 | 87197.3003 | 19985.8865 | 332.7885 | 2013.0722 | 5160.4253 | 3055.5954 | 0 | 0 | 1966.277 | 300.7219 | 300.7219 | 1871.3598 | 86.06 | 4267.9221 | 3748.5151 | 13.3045 | 6297.1164 | 1.8888e-15 | 1.8888e-15 | 2.9489e-13 | 2.9489e-13 | 104.2549 | 10547.7082 | 57.4112 | 4096.8032 | 39.696 | 578.8416 | 39.696 | 578.8416 | 4.6154 | 172.8382 | 18.5831 | 8795.537 | 16.3215 | 7725.1183 | 37.9896 | 3824.7916 | 132.9068 | 3919.7088
3.5521 | 1520.7985 | 16662.9383 | 43290.8788 | 18710.3896 | 395.5273 | 1686.5945 | 4193.2013 | 2513.1282 | 4.9916e-10 | 6.379e-09 | 1611.717 | 252.7778 | 252.7778 | 1519.4621 | 70.7021 | 3451.1136 | 3033.8415 | 11.9545 | 5198.5195 | 3.0344e-11 | 1.3195e-08 | 2.3741e-12 | 1.0325e-09 | 114.8241 | 8571.9608 | 66.0599 | 3426.4854 | 39.3162 | 481.9614 | 39.3162 | 481.9614 | 4.5151 | 141.7639 | 16.4163 | 7138.7845 | 14.4314 | 6275.6384 | 41.9838 | 3105.7603 | 134.2386 | 3198.0152
4.1962 | 1751.0197 | 20635.3612 | 24027.0984 | 19448.0105 | 496.8118 | 1815.9949 | 4344.7941 | 2791.6876 | 0 | 0 | 1673.6697 | 268.9513 | 268.9513 | 1574.1133 | 74.9356 | 3640.8598 | 3199.7492 | 12.0926 | 5284.4108 | -1.2364e-16 | -1.2364e-16 | -1.0293e-16 | -1.0293e-16 | 68.2571 | 8179.9654 | 33.318 | 3414.6881 | 37.4565 | 476.5544 | 37.4565 | 476.5544 | 3.9783 | 138.5697 | 15.7709 | 6891.8165 | 13.8602 | 6056.8342 | 24.5163 | 2963.7821 | 124.0726 | 3063.3385
3.7332 | 1277.8952 | 20602.2299 | 65104.8512 | 16228.9564 | 480.6637 | 1784.951 | 4199.3061 | 1528.2243 | 0.027935 | 1294.0129 | 1629.8572 | 262.8082 | 262.8083 | 1523.7762 | 129.2186 | 3738.16 | 3111.1424 | 7.1722 | 2664.4049 | 6.073 | 2256.0656 | 0.0001311 | 0.048704 | 35.9105 | 7309.2387 | 10.0034 | 3110.784 | 36.9773 | 431.4972 | 36.9772 | 431.4971 | 0.77046 | 225.1655 | 17.5438 | 6517.3496 | 14.6011 | 5424.1666 | 12.3809 | 2652.7435 | 118.4619 | 2758.8244
3.6347 | 1459.5886 | 16509.0881 | 30041.1215 | 17703.0493 | 420.3739 | 1789.0831 | 4294.2092 | 2732.7953 | 0 | 0 | 1653.8703 | 265.1291 | 265.1291 | 1555.6051 | 73.8365 | 3588.1973 | 3154.0806 | 12.5865 | 5509.7589 | 2.4231e-14 | 2.4231e-14 | -4.9045e-14 | -4.9045e-14 | 77.0134 | 8599.3933 | 39.2861 | 3575.3883 | 37.7629 | 497.2391 | 37.7629 | 497.2391 | 4.0686 | 145.0601 | 16.5263 | 7234.3883 | 14.5269 | 6359.1386 | 27.7893 | 3115.2976 | 126.0544 | 3213.5627
3.087 | 1264.5504 | 19482.597 | 60729.9481 | 18511.3906 | 345.0196 | 1856.8146 | 4819.4094 | 2817.245 | 0 | 0 | 1842.8531 | 281.3956 | 281.3956 | 1748.4218 | 80.2756 | 3973.5877 | 3488.6406 | 14.0319 | 5385.5925 | -1.2134e-15 | -1.2134e-15 | -3.2852e-18 | -3.2852e-18 | 109.3931 | 9134.7996 | 60.4841 | 3502.6405 | 40.054 | 502.5166 | 40.054 | 502.5166 | 4.718 | 149.5026 | 19.7913 | 7596.1174 | 17.376 | 6669.0673 | 39.9028 | 3313.7934 | 134.3341 | 3408.2248
3.441 | 1671.4283 | 16144.7535 | 30113.429 | 20832.4166 | 386.4853 | 1765.0568 | 4322.7376 | 2564.7456 | 0 | 0 | 1652.3821 | 258.7617 | 258.7617 | 1564.6142 | 72.3838 | 3537.3877 | 3114.0546 | 12.0748 | 5721.9032 | -2.3157e-14 | -2.3157e-14 | 2.2538e-14 | 2.2538e-14 | 140.0322 | 9495.9314 | 84.1302 | 3844.0363 | 39.5779 | 529.8495 | 39.5779 | 529.8495 | 4.6038 | 156.2146 | 16.6541 | 7891.8509 | 14.661 | 6947.4022 | 51.4226 | 3436.138 | 139.1905 | 3523.9059
3.9202 | 1269.7648 | 19987.1343 | 45103.7101 | 18867.2471 | 391.7533 | 1907.419 | 4744.6346 | 2910.6214 | 3.6722e-09 | 1.3033e-08 | 1816.8172 | 284.1219 | 284.1219 | 1720.004 | 80.3186 | 3944.1881 | 3464.9308 | 14.7046 | 5536.0588 | 6.5842e-11 | 2.4789e-08 | 1.8552e-11 | 6.9846e-09 | 92.5426 | 8962.2199 | 48.8155 | 3592.4283 | 38.9684 | 506.378 | 38.9684 | 506.378 | 4.4115 | 149.136 | 19.9263 | 7501.9228 | 17.505 | 6590.366 | 33.5747 | 3248.9204 | 130.3879 | 3345.7336
3.7891 | 1686.1467 | 19327.8518 | 39376.843 | 20556.1626 | 346.302 | 1885.3732 | 4766.7805 | 2699.6495 | 0 | 0 | 1809.2997 | 275.8143 | 275.8143 | 1725.4776 | 78.2746 | 3872.0372 | 3409.0799 | 11.9887 | 5460.4926 | -1.6219e-17 | -1.6219e-17 | -4.6177e-16 | -4.6177e-16 | 165.7214 | 9493.1217 | 102.0236 | 3717.2816 | 40.6419 | 517.3901 | 40.6419 | 517.3901 | 4.911 | 153.6359 | 17.1951 | 7831.8426 | 15.1392 | 6895.4342 | 61.0514 | 3435.2245 | 144.8736 | 3519.0466
4.1057 | 1412.0258 | 19552.5763 | 32725.9218 | 19197.0695 | 376.9856 | 1718.0051 | 4351.9185 | 2492.5616 | 0 | 0 | 1662.9175 | 255.8711 | 255.8711 | 1576.5575 | 72.0701 | 3540.6005 | 3114.418 | 12.6037 | 4834.4613 | -5.1388e-14 | -5.1388e-14 | -2.0408e-18 | -2.0408e-18 | 152.0411 | 8317.9907 | 91.9353 | 3253.5522 | 40.4484 | 459.3014 | 40.4484 | 459.3014 | 4.85 | 135.5482 | 17.9032 | 6867.1908 | 15.7482 | 6040.5862 | 55.9196 | 3012.5422 | 142.2796 | 3098.9022

## Calibration_Preds
effluent_heterotrophic_biomass_mg_L | wastage_heterotrophic_biomass_mg_L | effluent_phosphate_accumulating_biomass_mg_L | wastage_phosphate_accumulating_biomass_mg_L | effluent_nitrifying_biomass_mg_L | wastage_nitrifying_biomass_mg_L | effluent_chemical_oxygen_demand_mg_L | wastage_chemical_oxygen_demand_mg_L | effluent_biochemical_oxygen_demand_mg_L | wastage_biochemical_oxygen_demand_mg_L | effluent_total_nitrogen_mg_L | wastage_total_nitrogen_mg_L | effluent_total_kjeldahl_nitrogen_mg_L | wastage_total_kjeldahl_nitrogen_mg_L | effluent_total_phosphorus_mg_L | wastage_total_phosphorus_mg_L | effluent_total_suspended_solids_mg_L | wastage_total_suspended_solids_mg_L | effluent_volatile_suspended_solids_mg_L | wastage_volatile_suspended_solids_mg_L | effluent_total_organic_carbon_mg_L | wastage_total_organic_carbon_mg_L | effluent_total_carbon_mg_L | wastage_total_carbon_mg_L
11.3518 | 5231.707 | -0.0037396 | 0.027298 | -1.961e-05 | -0.011076 | 124.947 | 8460.4824 | 74.4049 | 3537.6624 | 38.5831 | 482.6445 | 38.5406 | 482.8436 | 4.3263 | 140.596 | 15.3416 | 7047.3853 | 13.5261 | 6212.6201 | 45.7741 | 3058.7505 | 135.4012 | 3149.5828
12.6801 | 6439.7368 | -0.003482 | -0.0086143 | 6.9976e-05 | -0.0040895 | 116.6985 | 10944.3887 | 65.9963 | 4212.4131 | 40.0134 | 594.7341 | 39.9931 | 595.4327 | 4.7024 | 177.8454 | 17.9021 | 9101.04 | 15.7295 | 7995.5918 | 42.5699 | 3965.6001 | 135.3946 | 4061.0593
11.9071 | 5523.5063 | 0.0097632 | 0.026401 | 7.7367e-05 | 0.0089004 | 113.7096 | 8681.2129 | 66.7552 | 3756.3174 | 37.6254 | 504.2317 | 37.6608 | 504.1355 | 4.0081 | 145.846 | 15.6386 | 7272.3447 | 13.7904 | 6423.1177 | 41.5636 | 3139.9736 | 132.572 | 3227.9927
11.4773 | 5175.8076 | 0.006454 | 0.019616 | 6.7711e-05 | 0.0024194 | 47.3883 | 8595.7314 | 17.2677 | 3239.209 | 39.0285 | 478.1674 | 39.0485 | 478.2106 | 4.3999 | 141.9766 | 15.9724 | 7205.1387 | 14.0044 | 6310.3384 | 16.6361 | 3118.3254 | 121.2057 | 3229.1108
10.2043 | 4478.8628 | 0.0089737 | -0.016907 | -0.00010991 | -0.0095312 | 96.3044 | 7198.0361 | 54.1219 | 2927.7646 | 38.5196 | 415.0739 | 38.5514 | 415.1852 | 4.2858 | 120.817 | 13.7252 | 6013.9448 | 12.058 | 5282.5796 | 34.8496 | 2609.1221 | 129.5414 | 2701.186
14.9284 | 5880.9497 | -0.0053086 | -0.029144 | 0.00027549 | 0.0015115 | 42.1345 | 8913.0557 | 13.0272 | 3596.574 | 37.701 | 515.8763 | 37.7301 | 516.9844 | 4.0373 | 151.3564 | 19.1847 | 7547.1157 | 16.8002 | 6605.9819 | 14.6723 | 3239.4653 | 119.9333 | 3346.8083
7.2264 | 2952.0571 | 5.2968 | 2169.5034 | 0.072395 | 29.6501 | 33.513 | 7393.8125 | 8.6417 | 3101.1484 | 29.2657 | 437.5267 | 29.1097 | 437.4188 | 0.6246 | 235.1466 | 16.3018 | 6654.1187 | 13.4943 | 5505.186 | 11.5758 | 2692.9097 | 110.9334 | 2791.3254
10.6121 | 4834.4634 | -0.00076652 | 0.002188 | 0.00011992 | -0.0020034 | 76.469 | 7565.812 | 40.5283 | 3158.7122 | 37.5691 | 441.3992 | 37.5323 | 441.3069 | 4.0225 | 127.8714 | 13.9652 | 6348.0933 | 12.2698 | 5588.4189 | 27.7872 | 2740.4771 | 125.5631 | 2835.4062
12.4473 | 5452.5864 | -0.0037991 | -0.035041 | 0.00014031 | 0.015383 | 48.4373 | 8636.2295 | 17.994 | 3390.9458 | 38.2793 | 491.925 | 38.2814 | 491.9452 | 4.2031 | 144.921 | 16.6395 | 7274.1206 | 14.5724 | 6374.7305 | 17.2453 | 3140.5845 | 121.2956 | 3243.9248
12.103 | 5470.6528 | 0.0011066 | 0.0031646 | -0.00010526 | -0.0036386 | 73.9968 | 8594.1406 | 36.975 | 3532.7959 | 37.9609 | 494.8094 | 37.9537 | 494.556 | 4.1027 | 145.0766 | 16.0119 | 7222.4019 | 14.0654 | 6351.0605 | 26.6672 | 3115.3816 | 125.5873 | 3214.4688
13.0908 | 5142.4326 | -0.0049179 | 0.0022166 | -0.00027478 | 0.010386 | 83.3319 | 8145.8164 | 43.6838 | 3361.3765 | 38.1365 | 469.5414 | 38.1238 | 469.5463 | 4.1769 | 136.7679 | 17.4335 | 6833.4028 | 15.3335 | 6008.1025 | 30.0579 | 2946.5723 | 127.5724 | 3048.3337
14.2628 | 5936.395 | -0.011642 | -0.056372 | -0.00040942 | -0.0091891 | 38.3807 | 9160.6426 | 10.4067 | 3596.2996 | 38.2451 | 523.7347 | 38.2162 | 523.8373 | 4.1839 | 155.2154 | 18.6792 | 7738.3643 | 16.331 | 6769.0063 | 13.2244 | 3334.501 | 119.6948 | 3439.2224
10.8551 | 5059.9004 | 0.0038157 | -0.0026431 | -0.0001601 | -0.01153 | 115.1014 | 8290.3359 | 66.8397 | 3342.9924 | 39.1006 | 469.1859 | 39.1111 | 468.8665 | 4.4558 | 137.4036 | 14.8262 | 6905.5347 | 13.047 | 6070.7715 | 42.12 | 3002.9626 | 133.8987 | 3098.7324
12.3427 | 5588.2163 | 0.00056684 | 0.0063277 | -0.00025606 | 0.0019515 | 155.0602 | 9826.0674 | 94.3154 | 3725.6948 | 40.9818 | 529.6483 | 41.0002 | 529.4605 | 4.9638 | 159.0018 | 17.9235 | 8110.8672 | 15.7363 | 7132.9922 | 57.0139 | 3564.2532 | 143.0154 | 3651.8896
12.5913 | 5280.4937 | -0.0072697 | -0.010444 | 0.00024927 | 0.00192 | 39.5712 | 8264.0781 | 12.0125 | 3234.4905 | 38.1774 | 473.5196 | 38.2148 | 473.3805 | 4.1804 | 139.443 | 16.6531 | 6969.356 | 14.5606 | 6102.3135 | 13.8307 | 3010.5637 | 119.3598 | 3112.1262
12.1189 | 5271.2139 | -0.002717 | 0.00026286 | 0.00020909 | -0.0046706 | 66.9973 | 8150.2153 | 32.9433 | 3410.5598 | 37.3642 | 475.3857 | 37.3564 | 475.2292 | 3.9576 | 138.2084 | 15.7918 | 6856.4492 | 13.8718 | 6036.0303 | 24.1943 | 2950.0442 | 123.838 | 3050.3872
16.6793 | 6353.5391 | 0.002118 | 0.025754 | -3.159e-06 | 0.0091113 | 49.5324 | 9390.3916 | 18.3022 | 4017.3931 | 36.6085 | 553.5686 | 36.604 | 553.7625 | 3.7521 | 160.7816 | 20.8721 | 7975.4604 | 18.3271 | 6994.6484 | 17.3576 | 3400.0344 | 120.7608 | 3506.6201
11.9771 | 5131.4814 | 0.0022018 | 0.015435 | -3.5942e-05 | -0.0049774 | 50.73 | 8262.3125 | 20.0448 | 3229.8872 | 38.5001 | 469.2837 | 38.511 | 469.292 | 4.2314 | 138.4919 | 16.198 | 6942.9819 | 14.189 | 6090.6772 | 17.9944 | 3003.7734 | 121.6023 | 3105.2456
10.9252 | 4665.3857 | -0.0062184 | -0.038748 | -1.5318e-05 | 0.010333 | 103.8749 | 7406.5039 | 59.863 | 3133.8928 | 37.8901 | 431.3174 | 37.858 | 431.451 | 4.1315 | 124.5093 | 14.5373 | 6188.3486 | 12.8015 | 5451.4219 | 37.8925 | 2677.0361 | 131.0819 | 2769.2397
11.659 | 5214.0068 | -0.00084758 | 0.024545 | -3.4571e-06 | -0.0052356 | 163.3179 | 9193.6592 | 100.0758 | 3510.469 | 40.9347 | 497.1094 | 40.9373 | 497.2892 | 5.0294 | 148.459 | 16.9051 | 7577.8872 | 14.8733 | 6657.3564 | 60.4892 | 3333.814 | 144.6133 | 3413.3752
14.5665 | 6398.7627 | -0.00053251 | -0.019643 | -0.00032413 | -0.0095744 | 49.8154 | 10287.2539 | 18.0905 | 4001.0818 | 38.6655 | 574.8378 | 38.6739 | 574.6906 | 4.2992 | 171.5228 | 19.7158 | 8657.1016 | 17.2835 | 7588.6499 | 17.672 | 3738.9683 | 122.2592 | 3843.2451
14.0337 | 5121.7793 | -0.0022342 | -0.03694 | -1.9848e-05 | -0.0085145 | 121.0148 | 8458.707 | 68.9867 | 3416.167 | 39.4037 | 476.7164 | 39.4017 | 476.6137 | 4.5615 | 139.5911 | 19.3005 | 7043.9507 | 16.9815 | 6193.6685 | 44.3971 | 3060.0701 | 135.9711 | 3153.1362
11.5504 | 5569.6074 | -0.0024332 | -0.0015162 | -6.2466e-05 | -0.0029883 | 49.0946 | 8775.3164 | 19.2003 | 3524.6091 | 37.8869 | 501.549 | 37.8974 | 501.924 | 4.0757 | 147.2327 | 15.3665 | 7391.6338 | 13.4893 | 6489.0879 | 17.3455 | 3181.6753 | 120.6462 | 3285.7371
11.3321 | 5620.7241 | 0.00059748 | -0.033321 | 8.4639e-05 | 0.0002315 | 40.1368 | 9441.752 | 11.8429 | 3429.8589 | 39.5102 | 516.2114 | 39.4867 | 516.0748 | 4.528 | 155.1393 | 15.9426 | 7912.4141 | 13.9388 | 6911.3789 | 13.9364 | 3436.6941 | 120.4079 | 3546.4473
14.6767 | 5773.3091 | 0.0080162 | -0.02229 | 0.00032604 | 0.0043253 | 118.3646 | 9571.291 | 67.3657 | 3811.2053 | 39.6574 | 533.1684 | 39.628 | 533.1649 | 4.6115 | 158.1554 | 20.3112 | 7980.354 | 17.844 | 7011.9351 | 43.6629 | 3468.6887 | 136.169 | 3562.1899
10.9884 | 5132.9209 | 0.0062554 | -0.0030786 | 5.8174e-05 | 0.0064231 | 109.4791 | 8884.3516 | 62.2176 | 3347.7153 | 40.2528 | 484.7529 | 40.2604 | 484.937 | 4.7633 | 144.5626 | 15.7668 | 7366.8311 | 13.8472 | 6467.6646 | 39.9907 | 3222.135 | 133.7507 | 3320.2424
12.6208 | 5397.6108 | -0.0010908 | -0.0071557 | -0.00015557 | 0.0039312 | 101.4389 | 9446.3818 | 55.6246 | 3479.2437 | 40.4695 | 509.4645 | 40.4756 | 509.2839 | 4.8238 | 153.4612 | 18.3159 | 7842.4937 | 16.0618 | 6871.7036 | 37.0936 | 3432.022 | 132.8622 | 3526.395
13.498 | 5285.2607 | -0.013338 | -0.030034 | -0.00012332 | -0.013004 | 94.2948 | 8448.6689 | 50.6122 | 3411.1094 | 38.7489 | 481.2509 | 38.7496 | 481.3578 | 4.3779 | 140.9357 | 18.0477 | 7070.7549 | 15.8664 | 6215.6191 | 34.1382 | 3061.5972 | 130.1466 | 3157.8442
12.0282 | 5832.6772 | -0.0059841 | -0.0046094 | -0.0001201 | -0.0047421 | 144.278 | 10233.5771 | 87.8339 | 3851.7236 | 40.8989 | 549.722 | 40.8875 | 549.465 | 4.9644 | 165.2355 | 17.462 | 8463.6133 | 15.3464 | 7430.6533 | 53.3049 | 3713.4607 | 141.3037 | 3804.4055
13.4213 | 5867.9951 | -0.0027295 | -0.03301 | 3.9339e-05 | -0.0061679 | 88.4342 | 9730.3545 | 45.7679 | 3758.4214 | 39.483 | 538.4143 | 39.4951 | 538.6531 | 4.5623 | 159.9149 | 18.5956 | 8136.6465 | 16.3124 | 7136.6133 | 32.0818 | 3530.7578 | 129.7213 | 3630.5381
11.4429 | 5321.5767 | 0.0051364 | 0.011242 | -2.7239e-05 | -0.010357 | 44.4171 | 8663.5947 | 15.3231 | 3310.7854 | 38.7519 | 486.1964 | 38.7796 | 485.9878 | 4.293 | 144.2342 | 15.647 | 7277.3618 | 13.6989 | 6376.439 | 15.6 | 3149.9551 | 120.5788 | 3255.8826
11.4149 | 5364.1973 | 0.011925 | 0.052549 | -0.00030178 | -0.013946 | 84.0373 | 8938.0664 | 44.4365 | 3445.2644 | 39.4301 | 495.8379 | 39.4343 | 496.1507 | 4.5095 | 147.5529 | 15.8922 | 7458.0254 | 13.9485 | 6541.4941 | 30.3907 | 3241.2769 | 128.4167 | 3340.5759
14.2946 | 5475.4243 | -0.0047908 | -0.025747 | -0.00029415 | -0.012665 | 119.0287 | 9199.8262 | 66.6552 | 3566.7053 | 40.0264 | 508.127 | 40.0078 | 508.3363 | 4.7101 | 150.7789 | 19.9601 | 7649.4678 | 17.5331 | 6714.8096 | 43.6065 | 3338.1326 | 136.2302 | 3429.8066
13.1631 | 5859.1973 | 0.0028503 | -0.012064 | -9.4831e-05 | -0.0061487 | 89.3001 | 9284.2266 | 47.9834 | 3821.7705 | 38.3065 | 529.9661 | 38.279 | 529.8031 | 4.2216 | 155.8927 | 17.5282 | 7793.1685 | 15.4093 | 6852.1011 | 32.4386 | 3365.6633 | 128.9386 | 3458.1658
13.5176 | 4979.8042 | 0.0083596 | 0.014423 | 0.00028896 | -0.0049074 | 40.974 | 7449.8711 | 13.2099 | 3082.8486 | 37.0228 | 441.7082 | 37.0303 | 441.8046 | 3.8427 | 127.8584 | 17.1626 | 6318.7822 | 15.0381 | 5537.6758 | 14.2487 | 2702.377 | 118.8433 | 2811.5972
14.4444 | 5581.5098 | -0.0052196 | -0.012698 | 6.485e-05 | 0.011616 | 96.0217 | 9540.1758 | 49.9357 | 3588.5476 | 40.1296 | 520.7912 | 40.1129 | 520.6514 | 4.7331 | 155.6026 | 20.5315 | 7943 | 18.0007 | 6968.7568 | 34.812 | 3462.2224 | 132.0612 | 3563.9165
13.0944 | 4804.5908 | 0.0019432 | -0.051465 | 6.783e-05 | 0.0063778 | 62.1784 | 7866.6396 | 27.4912 | 3027.4268 | 39.0674 | 444.1474 | 39.062 | 443.7175 | 4.441 | 130.7785 | 17.9982 | 6591.8833 | 15.788 | 5774.9224 | 22.2929 | 2859.2776 | 124.5839 | 2961.2524
13.5407 | 5090.9863 | 0.0025139 | -0.0021097 | -0.00033098 | -0.012342 | 63.477 | 7933.0737 | 28.5847 | 3251.0159 | 37.8438 | 460.9354 | 37.857 | 460.9812 | 4.0995 | 134.5074 | 17.7874 | 6689.418 | 15.6139 | 5865.8013 | 22.6594 | 2878.9783 | 123.7387 | 2981.0442
6.1438 | 2998.4023 | 5.6727 | 2812.3481 | -0.00016296 | 0.057348 | 33.9371 | 8686.4395 | 9.0043 | 3650.061 | 37.2166 | 503.2528 | 37.2143 | 503.8367 | 0.71369 | 272.8806 | 15.8912 | 7757.9409 | 13.1954 | 6439.9146 | 11.6904 | 3155.5493 | 117.9697 | 3258.6885
6.5767 | 3053.4792 | 6.9892 | 3351.7861 | 6.3181e-05 | 0.18268 | 37.1235 | 9820.9141 | 9.9145 | 3954.1428 | 38.2005 | 554.5437 | 38.2455 | 554.6772 | 0.86814 | 328.031 | 18.9197 | 8811.5566 | 15.5644 | 7247.0854 | 12.8372 | 3568.2676 | 119.7366 | 3676.3604
11.1907 | 5552.3735 | 0.00075448 | -0.0014753 | -1.4067e-05 | 0.0059263 | 33.9885 | 8496.5654 | 9.0372 | 3373.8894 | 37.6849 | 492.208 | 37.6795 | 491.9172 | 3.9922 | 145.1788 | 14.4735 | 7193.3828 | 12.6509 | 6287.5312 | 11.7695 | 3090.7434 | 117.288 | 3198.1838
7.2366 | 3045.2817 | 6.0418 | 2609.7344 | -0.00011599 | 0.050606 | 34.9231 | 8043.6577 | 9.6971 | 3497.2595 | 36.3748 | 477.7805 | 36.3503 | 478.7936 | 0.66578 | 245.1559 | 17.0459 | 7189.1646 | 14.2337 | 5991.7749 | 12.0571 | 2921.5554 | 117.7337 | 3026.7019
12.1419 | 5562.7002 | 0.0042012 | 0.0045691 | 0.00020301 | -0.00071788 | 34.2033 | 8293.6572 | 9.1685 | 3383.8882 | 37.1529 | 487.5298 | 37.1555 | 487.2858 | 3.8796 | 142.8574 | 15.3936 | 7041.4453 | 13.4624 | 6161.4849 | 11.8033 | 3018.4866 | 117.2152 | 3121.2598
13.9482 | 5457.1284 | 0.0049963 | 0.022541 | -2.265e-06 | -0.018887 | 59.3215 | 8443.7227 | 25.7325 | 3490.9263 | 37.6538 | 490.7962 | 37.6854 | 490.7826 | 4.012 | 143.285 | 18.1814 | 7139.4048 | 15.9792 | 6264.8247 | 21.0869 | 3070.8049 | 122.9921 | 3167.8433
11.5984 | 4533.7886 | 0.010549 | 0.03142 | 7.2479e-05 | 0.011004 | 147.5403 | 7638.3638 | 90.836 | 3053.1238 | 39.9557 | 428.9327 | 39.9636 | 428.8271 | 4.7025 | 125.7355 | 16.2186 | 6313.0532 | 14.2659 | 5556.0767 | 54.4938 | 2762.929 | 140.7508 | 2853.8013
12.169 | 5838.5723 | 0.0016458 | 0.04167 | 4.7684e-06 | -0.0041403 | 106.7587 | 9816.3457 | 60.1049 | 3781.4265 | 39.7788 | 539.2553 | 39.7906 | 539.0549 | 4.6201 | 160.8603 | 17.0148 | 8173.6475 | 14.9434 | 7174.1772 | 38.9287 | 3563.9741 | 132.9754 | 3655.5107
13.474 | 4969.3984 | -0.0020009 | 0.0072262 | 0.00015104 | -0.00097263 | 89.3081 | 8080.8916 | 47.5351 | 3211.1372 | 39.0163 | 458.347 | 39.0058 | 458.4358 | 4.4275 | 134.6322 | 18.3279 | 6752.4844 | 16.1038 | 5932.3428 | 32.3889 | 2928.2786 | 129.3947 | 3026.4539
12.5209 | 5443.6738 | 0.0031319 | -0.01211 | -8.6665e-05 | -0.0020716 | 106.6661 | 8609.2939 | 60.8669 | 3643.5 | 38.0132 | 496.8681 | 38.0067 | 497.002 | 4.151 | 144.3946 | 16.5982 | 7213.2314 | 14.6255 | 6357.4912 | 38.9664 | 3113.2812 | 131.7448 | 3207.3101
12.2429 | 4597.8052 | 0.0059199 | 0.0053707 | -0.00024831 | 0.0047262 | 37.1471 | 7062.4844 | 10.4553 | 2815.6985 | 37.7531 | 414.2915 | 37.7318 | 414.2018 | 4.0225 | 120.8021 | 15.9083 | 5977.5327 | 13.9304 | 5227.981 | 12.8092 | 2569.885 | 118.4572 | 2673.9436
12.9812 | 5780.0366 | 0.0017726 | 0.016362 | 0.00052071 | 0.0096018 | 44.9521 | 9649.9658 | 14.3938 | 3561.1672 | 39.4392 | 529.8044 | 39.4274 | 529.8608 | 4.5255 | 158.8406 | 18.1548 | 8103.1279 | 15.8825 | 7085.7158 | 15.6811 | 3514.7244 | 121.4833 | 3619.6243
6.9784 | 3369.3191 | 6.429 | 3184.3413 | 0.00030017 | 0.065189 | 35.9962 | 9617.0361 | 9.9464 | 4069.7695 | 37.1599 | 555.6539 | 37.156 | 555.1698 | 0.75889 | 301.9267 | 17.8237 | 8590.0928 | 14.7729 | 7136.2383 | 12.3078 | 3488.7493 | 118.669 | 3597.0818
11.1249 | 5237.9888 | 0.0019503 | 0.029104 | -3.5584e-05 | 0.012758 | 33.8071 | 7749.4658 | 9.1225 | 3211.7317 | 36.7213 | 460.6835 | 36.6897 | 460.4066 | 3.7697 | 133.9241 | 13.9673 | 6584.813 | 12.2208 | 5766.4678 | 11.6811 | 2815.8208 | 116.7339 | 2922.2048
11.4889 | 5141.2017 | -0.0017339 | 0.06415 | -0.00010246 | -0.0017613 | 35.969 | 7728.9966 | 10.4349 | 3176.3376 | 37.0415 | 455.7081 | 37.033 | 455.9555 | 3.8412 | 132.7633 | 14.611 | 6553.0596 | 12.7986 | 5740.6255 | 12.4907 | 2809.4373 | 117.6913 | 2915.188
14.5889 | 6800.3652 | 0.003086 | 0.0015327 | 0.00012481 | 0.0043901 | 82.3615 | 11149.9258 | 41.5757 | 4343.2393 | 39.3099 | 615.4404 | 39.3179 | 615.3237 | 4.5002 | 184.4708 | 20.1037 | 9338.9434 | 17.6156 | 8202.8486 | 30.0623 | 4048.856 | 128.9166 | 4147.1216
13.3397 | 5461.4507 | 0.0058275 | 0.0030881 | -0.00021112 | -0.0058283 | 46.4311 | 8609.1797 | 16.7213 | 3409.8506 | 38.1285 | 492.1304 | 38.148 | 492.697 | 4.1311 | 145.187 | 17.7459 | 7264.2129 | 15.5541 | 6366.3271 | 16.2683 | 3128.2859 | 120.7579 | 3231.7393
14.7224 | 5647.7461 | -0.0019053 | 0.030391 | 1.5736e-05 | 0.0096885 | 128.1548 | 9449.9688 | 73.7927 | 3711.1946 | 40.0488 | 522.3885 | 40.0016 | 521.843 | 4.712 | 154.8096 | 20.5186 | 7844.8135 | 18.0198 | 6901.2148 | 46.9458 | 3425.4153 | 138.1289 | 3517.2737
13.4523 | 5203.0273 | -0.0054353 | 0.0059491 | 1.0014e-05 | 0.0098008 | 104.773 | 8203.4199 | 58.7387 | 3440.6733 | 38.2127 | 474.4741 | 38.1827 | 474.336 | 4.2168 | 137.8532 | 17.7592 | 6861.689 | 15.6313 | 6044.6548 | 38.2102 | 2966.6094 | 131.8591 | 3060.1692
12.0823 | 5240.4673 | 0.0021919 | 0.050117 | -0.00026548 | -0.0071511 | 33.767 | 7824.3901 | 8.7799 | 3169.3457 | 37.266 | 461.3499 | 37.2746 | 461.2415 | 3.8951 | 134.5745 | 15.3045 | 6645.9053 | 13.37 | 5810.2559 | 11.6568 | 2850.4082 | 117.3642 | 2956.7061
11.8365 | 5830.6255 | 0.0058573 | 0.032325 | 0.00020385 | 0.0057096 | 127.2523 | 10098.1191 | 74.8427 | 3854.3879 | 40.3985 | 547.1976 | 40.3555 | 547.2606 | 4.7947 | 164.092 | 16.9939 | 8364.1689 | 14.9219 | 7357.0288 | 46.7867 | 3662.729 | 137.6481 | 3753.3733
11.1288 | 5224.3765 | -0.0070589 | -0.02505 | 7.9393e-05 | -0.0033685 | 191.7674 | 9517.7734 | 119.6942 | 3632.5298 | 41.3969 | 507.1091 | 41.4191 | 506.7787 | 5.1494 | 150.9011 | 16.6219 | 7788.0566 | 14.6439 | 6866.5928 | 70.7793 | 3440.2761 | 150.2629 | 3516.9412
14.9154 | 6205.3594 | -0.0011324 | -0.01177 | -0.00020689 | -0.0085399 | 61.0326 | 9941.8203 | 26.0748 | 3918.771 | 38.6573 | 558.6068 | 38.6664 | 558.3647 | 4.3335 | 165.0652 | 20.0662 | 8357.0234 | 17.6039 | 7328.6704 | 21.7444 | 3609.5664 | 124.1717 | 3712.3665
13.3004 | 5883.4409 | -0.0029171 | 0.0064392 | -0.00021517 | -0.0046209 | 75.5151 | 9173.4785 | 37.7573 | 3787.4373 | 37.947 | 526.7846 | 37.9307 | 526.9276 | 4.1116 | 154.8215 | 17.5031 | 7723.7124 | 15.3913 | 6785.2368 | 27.1663 | 3324.7397 | 126.0914 | 3426.5588
15.0361 | 5958.6675 | 0.0040233 | -0.02245 | 4.4346e-05 | 0.0080442 | 82.4355 | 9676.3896 | 41.0966 | 3838.896 | 39.0025 | 542.9022 | 39.0228 | 543.0327 | 4.414 | 160.6105 | 20.461 | 8111.1152 | 17.9622 | 7123.2695 | 29.6205 | 3506.2019 | 128.3588 | 3610.2996
12.6411 | 5266.7363 | -0.009636 | -0.010601 | -0.00024122 | -0.012161 | 95.7503 | 8471.4561 | 51.6325 | 3418.5564 | 38.7564 | 481.8979 | 38.7793 | 481.9898 | 4.3511 | 140.973 | 16.9502 | 7087.3047 | 14.8988 | 6228.9912 | 34.6595 | 3071.7078 | 130.4296 | 3164.3699
6.2485 | 2849.0735 | 5.1535 | 2257.5935 | 0.002409 | 1.1718 | 32.9344 | 7670.3262 | 8.5945 | 3244.8347 | 36.57 | 454.1497 | 36.5813 | 453.6719 | 0.67502 | 238.9187 | 15.0731 | 6868.0337 | 12.5208 | 5695.6558 | 11.2569 | 2787.9319 | 117.2276 | 2894.2593
13.7237 | 5861.2266 | 0.0039902 | 0.014859 | 2.2292e-05 | 0.0058345 | 39.1092 | 9052.1709 | 11.3785 | 3596.6323 | 37.9429 | 518.9537 | 37.9027 | 519.2283 | 4.0994 | 153.3144 | 17.9789 | 7649.1392 | 15.742 | 6697.6855 | 13.559 | 3290.853 | 119.3823 | 3399.075
13.6171 | 5675.6709 | 0.0062909 | 0.0053934 | -0.00043488 | -0.0062042 | 54.1195 | 8776.2373 | 22.3208 | 3596.6428 | 37.6703 | 507.8925 | 37.6767 | 508.1071 | 4.0029 | 149.0061 | 17.8135 | 7417.1997 | 15.6253 | 6504.5674 | 19.242 | 3185.2712 | 121.8286 | 3288.1855
13.9963 | 6455.3511 | 0.001913 | 0.057415 | -0.00022572 | 0.0034077 | 44.3489 | 10368.3008 | 14.5224 | 3976.8662 | 38.8045 | 577.5906 | 38.7774 | 577.0835 | 4.297 | 172.8842 | 18.9611 | 8720.7402 | 16.581 | 7642.3862 | 15.6376 | 3772.5632 | 120.9272 | 3881.126
11.5349 | 4771.6929 | -0.0078101 | -0.0041714 | -0.00023532 | -0.010513 | 48.1907 | 7475.2388 | 18.5429 | 3010.4719 | 37.7827 | 434.045 | 37.8175 | 433.951 | 4.0253 | 126.3875 | 15.2306 | 6302.0854 | 13.3552 | 5521.9937 | 16.9552 | 2713.6553 | 120.7033 | 2816.3379
12.398 | 5819.1406 | -0.0021235 | -0.032378 | 6.6519e-05 | -2.4378e-05 | 109.9364 | 9525.9463 | 62.5053 | 3807.5242 | 39.2253 | 532.9107 | 39.2213 | 532.7954 | 4.5037 | 157.6846 | 16.9431 | 7952.0425 | 14.8912 | 6982.8833 | 40.267 | 3452.3152 | 133.5577 | 3544.2693
13.5059 | 4965.8921 | -0.00020111 | 0.0028552 | -0.00014114 | -0.0056421 | 128.2866 | 8511.0508 | 73.9276 | 3283.0955 | 40.2817 | 469.5335 | 40.298 | 469.5228 | 4.7711 | 139.1549 | 19.1464 | 7049.9331 | 16.8208 | 6195.2344 | 46.7955 | 3084.0251 | 138.1669 | 3173.1182
12.7251 | 5185.2798 | 0.0044241 | 0.010526 | -6.479e-05 | -0.0048019 | 146.201 | 8643.6689 | 87.8093 | 3563.7771 | 39.4341 | 486.6594 | 39.4299 | 486.7064 | 4.5421 | 142.2588 | 17.61 | 7172.98 | 15.5266 | 6320.5728 | 53.7023 | 3124.0957 | 140.6567 | 3213.2395
13.5142 | 6091.5083 | 0.00036073 | -0.011241 | 0.00012314 | -0.0075468 | 100.7833 | 10138.042 | 54.3139 | 3933.1069 | 39.6237 | 559.0186 | 39.6298 | 559.2686 | 4.5923 | 166.0428 | 18.7581 | 8458.6592 | 16.4618 | 7423.0024 | 36.6956 | 3676.2341 | 132.1208 | 3773.4773
12.1571 | 5284.8428 | 0.0054858 | 0.035128 | -0.00033325 | -0.0030925 | 58.359 | 8147.1216 | 26.0528 | 3394.6191 | 37.2712 | 476.0274 | 37.2959 | 475.9573 | 3.916 | 138.2096 | 15.7942 | 6884.5879 | 13.8797 | 6041.4731 | 20.8206 | 2953.022 | 122.0816 | 3056.7583
13.2896 | 5815.7505 | 0.010141 | -0.010866 | 0.0002768 | -0.0042114 | 97.2146 | 9354.4912 | 52.4623 | 3778.4158 | 38.869 | 528.6565 | 38.9044 | 528.604 | 4.3789 | 155.7271 | 17.9164 | 7838.8218 | 15.7417 | 6881.7393 | 35.3224 | 3392.282 | 130.889 | 3484.1365
12.6757 | 5855.9785 | 0.0051336 | 0.0065391 | 0.00027251 | 0.015954 | 62.1818 | 9036.6172 | 28.8976 | 3757.2708 | 37.406 | 523.262 | 37.4179 | 523.0403 | 3.9703 | 153.2295 | 16.5333 | 7630.7832 | 14.5286 | 6696.561 | 22.161 | 3275.7034 | 122.6799 | 3378.0635
12.0691 | 5436.814 | 0.0038793 | 0.038087 | -4.0531e-05 | -0.0027554 | 35.077 | 8051.9023 | 9.7343 | 3316.2917 | 36.899 | 476.3102 | 36.9032 | 476.2044 | 3.8101 | 138.8585 | 15.1945 | 6840.4126 | 13.2896 | 5984.7725 | 12.1544 | 2925.4153 | 117.3798 | 3032.7542
14.061 | 5877.8262 | 0.0034492 | 0.019736 | -0.00015736 | -0.0031509 | 56.7969 | 9768.3584 | 22.1487 | 3667.9355 | 39.433 | 537.6215 | 39.4281 | 537.4891 | 4.5284 | 160.7484 | 19.5408 | 8182.7656 | 17.1224 | 7162.1914 | 20.063 | 3548.7656 | 123.9322 | 3652.4468
11.2625 | 5365.5947 | -0.0046635 | -0.0040216 | -0.00041145 | -0.0045521 | 200.2952 | 9864.8877 | 126.218 | 3740.5737 | 41.6923 | 522.7255 | 41.7006 | 522.376 | 5.2104 | 156.7332 | 16.9095 | 8067.3525 | 14.8886 | 7112.8213 | 74.013 | 3567.311 | 151.5376 | 3641.7659
13.1912 | 5038.459 | 0.00028908 | -0.0020592 | -0.00020313 | -0.0022704 | 77.4758 | 8116.8804 | 38.453 | 3243.2688 | 38.7168 | 462.9447 | 38.7275 | 462.5139 | 4.3302 | 135.8159 | 17.8012 | 6803.4927 | 15.6402 | 5972.25 | 27.9048 | 2947.7559 | 126.9557 | 3044.3638
14.5819 | 5214.937 | -0.0049849 | 0.025429 | -0.00013936 | -0.0031384 | 163.0318 | 9122.4014 | 99.4289 | 3538.3979 | 40.9421 | 496.7385 | 40.9613 | 496.4961 | 4.9937 | 147.7765 | 21.0186 | 7533.3218 | 18.5153 | 6632.8462 | 60.0477 | 3304.4116 | 145.0833 | 3389.8523
12.1993 | 5168.9302 | -0.0097871 | 0.0088184 | 0.00017464 | 0.0093193 | 35.4068 | 7636.2222 | 9.8354 | 3165.1428 | 36.806 | 454.023 | 36.7962 | 454.0885 | 3.795 | 131.1131 | 15.2953 | 6489.7002 | 13.3994 | 5679.9873 | 12.2215 | 2776.2788 | 117.3482 | 2881.9229
13.9371 | 5009.8389 | -0.0027023 | -0.0062124 | 6.7353e-05 | -0.0054142 | 75.3019 | 8026.6445 | 36.9834 | 3226.2009 | 38.5172 | 459.3395 | 38.5394 | 459.3059 | 4.275 | 134.5356 | 18.7253 | 6732.5996 | 16.4333 | 5913.9131 | 27.2066 | 2907.481 | 126.8701 | 3009.6565
11.5349 | 4983.7866 | 0.0041134 | -0.0028461 | 7.5102e-05 | 0.003704 | 114.6767 | 8171.0361 | 66.2271 | 3300.9934 | 39.1017 | 462.8752 | 39.1369 | 462.9867 | 4.4756 | 135.3732 | 15.7339 | 6806.8545 | 13.8496 | 5984.7783 | 41.8406 | 2959.8672 | 134.0386 | 3048.8687
6.5529 | 3445.656 | 5.6708 | 3028.1055 | 0.00011396 | 0.023478 | 34.0251 | 9398.8408 | 9.2681 | 4067.3867 | 36.4894 | 548.568 | 36.4885 | 548.7339 | 0.66374 | 283.3894 | 15.9283 | 8379.9951 | 13.2905 | 6990.7793 | 11.6634 | 3409.844 | 117.4299 | 3519.7708
10.8519 | 5286.2441 | -0.00089556 | 0.0094546 | 0.00044727 | 0.0045832 | 97.6214 | 8751.6367 | 53.6243 | 3446.3855 | 39.1502 | 489.7196 | 39.149 | 489.5909 | 4.4562 | 144.5183 | 14.9438 | 7299.7603 | 13.1205 | 6411.0044 | 35.4042 | 3172.283 | 130.8099 | 3267.4104
13.6296 | 5178.123 | 0.0049088 | 0.044489 | -2.2054e-05 | 0.0072253 | 128.8708 | 9105.0518 | 73.8567 | 3360.7253 | 40.9247 | 490.4527 | 40.9598 | 490.9667 | 4.9436 | 147.5677 | 19.8122 | 7530.3916 | 17.3946 | 6599.9292 | 47.1842 | 3305.5813 | 138.5779 | 3400.1875
12.9262 | 5192.8828 | -0.0039105 | -0.019163 | 3.1352e-05 | 0.0068235 | 120.7002 | 8545.54 | 69.9325 | 3461.6316 | 39.2683 | 482.3858 | 39.3071 | 482.4583 | 4.4992 | 141.3425 | 17.6724 | 7112.2183 | 15.5415 | 6260.8887 | 44.0731 | 3093.3511 | 135.5843 | 3184.9336
13.6151 | 6139.3628 | -0.0071751 | 0.0045251 | 3.0041e-05 | 0.001253 | 145.19 | 10390.2588 | 86.7599 | 4094.6331 | 40.2093 | 568.8585 | 40.2257 | 568.9549 | 4.772 | 169.6401 | 19.1264 | 8617.1641 | 16.8419 | 7591.2998 | 52.8962 | 3763.0566 | 140.9285 | 3852.9287
6.3301 | 3101.7432 | 5.7584 | 2715.0845 | 8.75e-05 | -0.0013638 | 33.9093 | 8722.7207 | 9.3671 | 3733.8604 | 36.7858 | 507.7856 | 36.7863 | 507.1944 | 0.68123 | 269.1339 | 15.9022 | 7768.0332 | 13.2465 | 6475.9365 | 11.6349 | 3160.7825 | 117.6744 | 3268.5767
12.006 | 5672.4019 | -0.0029729 | -0.043284 | 0.00012088 | 0.0036561 | 71.1729 | 9775.4229 | 33.4021 | 3568.4785 | 40.0274 | 528.369 | 40.0353 | 528.6406 | 4.6967 | 159.3551 | 17.2379 | 8153.5898 | 15.0957 | 7137.7085 | 25.7946 | 3552.376 | 126.9623 | 3653.1821
12.0889 | 5306.7451 | 0.0092833 | 0.048035 | 7.7248e-05 | 0.013615 | 142.1196 | 9042.9375 | 84.288 | 3545.7571 | 40.1768 | 498.1087 | 40.1861 | 498.7455 | 4.7837 | 147.7213 | 17.0273 | 7495.3867 | 14.9851 | 6583.2866 | 52.1471 | 3276.7876 | 140.231 | 3359.0234
10.7937 | 5478.5171 | 0.0029986 | -0.0054423 | 6.9141e-06 | 0.0076076 | 150.4568 | 9681.2363 | 92.0388 | 3637.1001 | 40.9495 | 520.4547 | 40.902 | 520.0825 | 5.0144 | 156.0055 | 15.7418 | 7987.4043 | 13.8191 | 7013.3472 | 55.3115 | 3511.387 | 141.6996 | 3598.9832
15.4187 | 5847.8188 | 0.0038903 | -0.006416 | 8.1539e-05 | -0.0076243 | 78.777 | 9083.3926 | 39.7721 | 3795.7095 | 37.8323 | 524.3774 | 37.8345 | 524.4011 | 4.0912 | 153.4119 | 20.1808 | 7647.1694 | 17.737 | 6723.3008 | 28.5793 | 3290.1184 | 126.8929 | 3386.3198
13.0598 | 5581.4028 | -0.00086951 | 0.0050157 | 0.00014424 | 0.0055643 | 86.2968 | 8773.4414 | 45.936 | 3640.2969 | 37.9954 | 504.6127 | 37.9809 | 504.7844 | 4.1458 | 147.839 | 17.2849 | 7368.5664 | 15.2064 | 6479.8726 | 31.2282 | 3175.4438 | 127.9655 | 3273.7227
11.3004 | 5261.6899 | 0.0050409 | 0.029158 | 0.00030518 | -0.00032502 | 144.8256 | 9213.7793 | 86.9638 | 3505.9409 | 40.6611 | 499.1927 | 40.6631 | 499.3521 | 4.9001 | 148.9052 | 16.3452 | 7601.2471 | 14.3517 | 6683.3975 | 52.9894 | 3337.7214 | 141.0461 | 3425.7126
12.8589 | 5306.5229 | 0.00084126 | 0.0015582 | -0.00013745 | 0.0021545 | 138.7971 | 9036.8076 | 82.1574 | 3538.4653 | 40.1844 | 498.3034 | 40.1998 | 498.3222 | 4.7859 | 147.5143 | 18.11 | 7492.0488 | 15.9208 | 6582.7031 | 51.3413 | 3276.1531 | 139.8524 | 3360.0139
12.9843 | 5939.3066 | 0.0071845 | 0.014287 | -4.9531e-05 | -0.0023149 | 120.6611 | 9790.1182 | 70.0563 | 3924.8462 | 39.4017 | 546.0012 | 39.4128 | 546.1356 | 4.5183 | 161.3818 | 17.8275 | 8165.3418 | 15.6835 | 7180.4346 | 44.0072 | 3546.8027 | 135.5708 | 3637.7629
11.9747 | 4686.5542 | 0.00016785 | -0.011724 | 0.00018775 | -0.0024166 | 130.7246 | 8215.4619 | 76.9941 | 3070.3367 | 40.7474 | 447.9464 | 40.6966 | 447.8503 | 4.9457 | 133.5323 | 17.3472 | 6786.8618 | 15.2193 | 5955.2354 | 48.0186 | 2981.0979 | 138.2935 | 3069.4141
12.5646 | 6015.8096 | 0.00020564 | -0.012022 | -0.0001933 | -0.010851 | 37.1329 | 9631.3369 | 10.161 | 3646.1182 | 38.7703 | 538.4619 | 38.7474 | 538.2626 | 4.3086 | 161.0516 | 16.9721 | 8112.1055 | 14.8321 | 7091.4092 | 12.9423 | 3512.71 | 119.3167 | 3615.0625
7.8501 | 3803.7014 | 2.9921 | 1463.8405 | 0.18251 | 88.2778 | 30.5686 | 7606.3027 | 7.2252 | 3171.2388 | 15.99 | 438.2569 | 14.4918 | 436.7639 | 0.52238 | 240.0684 | 14.1375 | 6848.7891 | 11.7007 | 5670.2217 | 10.4661 | 2773.2664 | 96.3507 | 2859.7117
13.7083 | 5759.7285 | -0.0015292 | -0.0096802 | -0.00012589 | -0.0019826 | 39.765 | 9007.7041 | 11.4624 | 3518.6292 | 38.3651 | 512.7111 | 38.3621 | 513.213 | 4.2106 | 151.8393 | 18.1303 | 7605.5845 | 15.8574 | 6652.8115 | 13.846 | 3281.4019 | 120.0096 | 3384.7246
11.3829 | 5351.8193 | 0.0019962 | -0.0016528 | 2.265e-06 | -0.0064949 | 106.3875 | 8539.8613 | 60.1793 | 3567.9307 | 38.2709 | 490.4799 | 38.2819 | 490.4518 | 4.2032 | 142.844 | 15.1757 | 7142.8916 | 13.3547 | 6294.0776 | 38.7861 | 3092.9233 | 131.7296 | 3182.5312
11.9423 | 5128.6436 | 0.0019244 | 0.037507 | -4.3571e-05 | -0.01203 | 37.5937 | 7815.3511 | 11.3471 | 3176.356 | 37.3631 | 458.1501 | 37.3731 | 458.1021 | 3.905 | 133.5968 | 15.3969 | 6624.2544 | 13.4903 | 5797.584 | 13.0048 | 2844.1121 | 118.0267 | 2946.1448
6.3049 | 2736.3416 | 6.8056 | 3257.5789 | 0.001816 | 0.73059 | 35.9923 | 8744.3945 | 9.3719 | 3487.1921 | 38.2569 | 498.3508 | 38.266 | 498.2553 | 0.84312 | 296.4977 | 18.1163 | 7857.603 | 14.8424 | 6461.4434 | 12.3418 | 3178.1868 | 119.4125 | 3285.4016
6.5017 | 3072.7952 | 6.617 | 3301.4783 | 0.036675 | 17.3591 | 35.8141 | 9568.8545 | 9.2256 | 3772.0881 | 34.7451 | 538.8667 | 34.715 | 538.9197 | 0.81188 | 329.9847 | 18.2105 | 8633.4033 | 14.9089 | 7058.2358 | 12.3955 | 3480.844 | 116.4389 | 3586.094
12.0352 | 5201.9951 | 0.0067811 | 0.019672 | 5.6505e-05 | -0.0052171 | 136.334 | 9175.7178 | 80.7053 | 3393.5278 | 40.9531 | 493.4999 | 40.9714 | 493.6431 | 4.9843 | 147.627 | 17.5648 | 7576.7026 | 15.4204 | 6644.2188 | 49.9891 | 3326.4722 | 139.4732 | 3420.7163
12.9998 | 5877.5068 | 0.003454 | 0.044061 | -5.0962e-05 | -0.0023206 | 99.3787 | 9696.7422 | 54.5265 | 3801.7791 | 39.4056 | 538.9882 | 39.4293 | 538.6083 | 4.508 | 160.0613 | 17.8874 | 8096.9546 | 15.7081 | 7111.9194 | 36.1493 | 3519.751 | 131.5514 | 3612.6873
13.4376 | 6233.7461 | 0.0063906 | 0.0083858 | 0.00011432 | -0.002675 | 91.8227 | 9911.543 | 49.5435 | 4085.8071 | 38.3751 | 563.6445 | 38.3881 | 563.5067 | 4.228 | 166.1864 | 17.922 | 8325.1299 | 15.7569 | 7322.0396 | 33.2848 | 3592.1643 | 129.4775 | 3685.6306
10.7519 | 4239.8823 | 0.0006094 | 0.0012774 | 0.00024641 | -0.011045 | 110.6872 | 6940.8296 | 63.1658 | 2797.2712 | 39.0901 | 398.3022 | 39.0983 | 398.3821 | 4.4291 | 115.6161 | 14.6465 | 5780.042 | 12.8713 | 5078.2358 | 40.3145 | 2517.4333 | 132.8696 | 2611.2883
7.7331 | 3668.6038 | 5.7548 | 2727.199 | 0.11121 | 52.7519 | 35.6336 | 9661.7441 | 9.1901 | 3886.6021 | 27.02 | 547.0586 | 26.8429 | 546.7184 | 0.7348 | 324.3974 | 18.377 | 8724.8008 | 15.0914 | 7162.8887 | 12.308 | 3519.3242 | 109.5387 | 3616.7458
13.4311 | 5761.5308 | 0.00018418 | 0.00080192 | 9.1672e-05 | 0.010418 | 135.7092 | 9541.0312 | 80.4473 | 3860.71 | 39.5809 | 532.3807 | 39.5792 | 532.5839 | 4.6173 | 157.0373 | 18.4957 | 7937.5928 | 16.2856 | 6983.3896 | 49.7252 | 3450.1323 | 138.9061 | 3542.2478
12.7447 | 5658.7676 | -0.00044405 | 0.010653 | -2.1398e-05 | 0.010219 | 69.4578 | 8933.9844 | 32.9111 | 3630.8635 | 38.1138 | 511.1175 | 38.116 | 511.0259 | 4.1557 | 150.0003 | 16.9246 | 7517.6455 | 14.8617 | 6598.3115 | 24.7615 | 3237.8 | 125.0604 | 3341.1716
11.3667 | 4726.5195 | -0.0094171 | -0.0020337 | -5.7101e-05 | 0.0026124 | 81.5677 | 7654.2627 | 43.0802 | 3055.8049 | 38.6291 | 437.6727 | 38.5778 | 437.4449 | 4.2889 | 128.01 | 15.3907 | 6399.0493 | 13.5078 | 5623.1538 | 29.5662 | 2777.3689 | 127.3786 | 2873.2546
14.0921 | 6060.1558 | 0.00033641 | 0.023528 | -0.00011396 | -0.0077823 | 58.8033 | 9241.7412 | 25.6667 | 3914.8027 | 37.0572 | 539.2138 | 37.0578 | 538.6448 | 3.8667 | 156.8227 | 18.1486 | 7816.4917 | 15.9701 | 6867.5557 | 20.8536 | 3346.3777 | 122.512 | 3448.7471
11.7987 | 5076.8164 | -0.001678 | -0.019251 | -0.00020903 | 0.0072405 | 73.8116 | 8122.8203 | 37.3979 | 3283.3711 | 38.3028 | 465.2649 | 38.2886 | 465.2542 | 4.2369 | 136.1573 | 15.7969 | 6809.5825 | 13.872 | 5982.6948 | 26.7749 | 2946.4707 | 125.7943 | 3041.5334
12.6928 | 5981.9648 | -0.0059398 | -0.010797 | 0.00022674 | 0.0041482 | 70.6382 | 9535.5723 | 34.719 | 3872.5422 | 38.1697 | 541.0137 | 38.1351 | 540.8275 | 4.1876 | 159.2252 | 17.0099 | 8001.0527 | 14.9284 | 7036.9399 | 25.4853 | 3455.4485 | 125.2428 | 3555.4104
10.7275 | 5584.668 | -0.0027187 | -0.030536 | -0.00021243 | -0.0010188 | 34.8581 | 8900.1348 | 9.2105 | 3383.1492 | 38.5194 | 501.7571 | 38.548 | 502.0833 | 4.2237 | 149.4774 | 14.3735 | 7508.6382 | 12.5752 | 6558.7935 | 12.0828 | 3239.3325 | 118.4206 | 3353.5552
6.8286 | 2788.3376 | 6.5701 | 2898.158 | 0.00080931 | 0.22738 | 35.831 | 8282.0693 | 9.8817 | 3410.8105 | 37.7364 | 479.2145 | 37.7692 | 479.4344 | 0.80453 | 269.0338 | 18.1693 | 7420.8154 | 15.0044 | 6134.9956 | 12.4544 | 3012.3997 | 119.1215 | 3120.1553
12.7459 | 5636.6211 | 0.00077796 | 0.011935 | 0.0002073 | -0.0021251 | 41.1822 | 9628.5908 | 11.6027 | 3441.5793 | 39.9067 | 520.7986 | 39.8757 | 520.8121 | 4.6209 | 157.905 | 18.1927 | 8060.3003 | 15.9138 | 7037.4834 | 14.2907 | 3506.8706 | 121.2535 | 3608.251
14.2394 | 5441.1772 | 0.014558 | 0.044667 | 2.265e-05 | 0.0003463 | 52.3225 | 8602.3828 | 20.8385 | 3443.6052 | 38.094 | 493.2668 | 38.1233 | 493.2856 | 4.0962 | 145.3064 | 18.9389 | 7248.4331 | 16.5854 | 6362.1807 | 18.5434 | 3123.9705 | 122.0414 | 3227.1611
15.2989 | 5352.8506 | -0.0018253 | -0.038761 | 0.00016248 | -0.0076333 | 95.6392 | 8278.626 | 51.8487 | 3549.5747 | 37.564 | 484.4199 | 37.5774 | 484.7385 | 4.0456 | 140.0088 | 19.8592 | 6964.3257 | 17.4846 | 6129.6792 | 34.7367 | 2994.5061 | 129.9107 | 3086.8599
12.6345 | 5688.3257 | -0.0035728 | -0.032009 | -6.0856e-05 | -0.0074038 | 112.0264 | 9520.8789 | 63.2281 | 3712.083 | 39.7054 | 526.5007 | 39.7198 | 526.4631 | 4.6274 | 156.3194 | 17.585 | 7932.6348 | 15.4413 | 6966.73 | 40.9497 | 3455.0198 | 134.2857 | 3544.824
12.2046 | 5245.6987 | -0.0020308 | 0.011417 | 0.00020564 | 0.0016632 | 37.4248 | 7828.6001 | 11.1931 | 3227.574 | 37.0165 | 463.0528 | 37.0136 | 463.0489 | 3.8418 | 134.4987 | 15.4609 | 6642.8311 | 13.5395 | 5820.2842 | 13.0218 | 2846.4629 | 117.8219 | 2950.9463
14.0329 | 5155.541 | 0.0067426 | 0.03319 | 0.0002625 | 0.01049 | 38.5827 | 7582.3345 | 11.5058 | 3157.2234 | 36.8112 | 452.2114 | 36.7866 | 451.8662 | 3.7933 | 131.1209 | 17.5444 | 6444.4434 | 15.3473 | 5644.2236 | 13.43 | 2758.4727 | 118.2865 | 2863.0105
14.2043 | 5127.0293 | 0.0030254 | -0.010763 | -5.3346e-05 | -0.0082303 | 183.5554 | 8791.7949 | 113.1464 | 3554.5356 | 40.5142 | 486.5682 | 40.5296 | 486.9392 | 4.9044 | 143.152 | 20.094 | 7255.1626 | 17.7421 | 6395.0771 | 67.7744 | 3179.8152 | 147.9732 | 3260.9277
12.4135 | 5439.3506 | 0.0031004 | 0.0066776 | 0.00022638 | -0.0079023 | 135.5869 | 9488.6592 | 80.7748 | 3603.2529 | 40.6065 | 513.9875 | 40.5901 | 514.013 | 4.8888 | 153.5676 | 17.8975 | 7844.6108 | 15.7107 | 6899.2603 | 49.945 | 3442.3542 | 139.5922 | 3529.9321
13.1393 | 5518.8291 | 0.00038564 | 0.032493 | -0.00025135 | -0.0024744 | 98.4795 | 9156.4238 | 53.4117 | 3593.4019 | 39.3712 | 509.6195 | 39.3763 | 509.5239 | 4.511 | 150.8114 | 18.1564 | 7635.8354 | 15.9586 | 6709.5723 | 35.6624 | 3320.8127 | 131.3784 | 3414.3293
13.1511 | 5480.7856 | -0.0056301 | -0.018947 | 9.1791e-06 | -0.0035971 | 84.0945 | 8651.2588 | 44.0967 | 3571.002 | 38.1057 | 496.528 | 38.1097 | 496.875 | 4.1906 | 145.52 | 17.4639 | 7264.8022 | 15.3716 | 6384.7578 | 30.35 | 3132.8374 | 127.8271 | 3229.9517
13.9439 | 5492.5449 | 0.0069777 | 0.041068 | 0.0001446 | 0.0061374 | 90.5838 | 8889.2588 | 48.4201 | 3556.0312 | 38.9018 | 502.1722 | 38.9198 | 502.4463 | 4.3762 | 147.902 | 18.856 | 7435.772 | 16.5557 | 6532.2905 | 32.9003 | 3221.554 | 129.6184 | 3318.0828
11.793 | 5586.8574 | 0.0004735 | 0.00088406 | -6.5565e-06 | -0.0096559 | 37.1934 | 8260.6973 | 11.5699 | 3511.0652 | 36.2937 | 490.7598 | 36.2966 | 491.3114 | 3.6351 | 142.253 | 14.8054 | 7020.2334 | 12.9936 | 6161.3086 | 12.929 | 2996.052 | 117.1326 | 3098.3306
13.6483 | 5321.9326 | -0.0079014 | -0.00079483 | 0.00025046 | 0.012525 | 125.0318 | 8703.041 | 72.8638 | 3557.3716 | 39.1985 | 492.5831 | 39.1687 | 492.3329 | 4.5022 | 143.5199 | 18.5892 | 7246.2007 | 16.3635 | 6380.2598 | 45.5771 | 3148.3662 | 136.4343 | 3241.9138
13.6817 | 6553.7534 | 0.0047936 | 0.001635 | 0.00034845 | 0.01133 | 75.1699 | 10881.4912 | 36.3292 | 4159.3916 | 39.4227 | 596.2504 | 39.448 | 596.201 | 4.5696 | 178.8326 | 19.0207 | 9105.1045 | 16.6852 | 7984.1909 | 27.0484 | 3946.9907 | 127.409 | 4048.6897
15.2678 | 6480.5894 | 0.0090667 | 0.023874 | -2.4498e-05 | -0.0075735 | 100.9428 | 10784.8955 | 54.2102 | 4182.9268 | 39.7483 | 592.0361 | 39.7404 | 591.7022 | 4.6481 | 177.3873 | 21.257 | 9005.1016 | 18.671 | 7902.2549 | 36.7583 | 3913.802 | 132.7526 | 4006.8684
13.1429 | 5572.4829 | -0.0045859 | -0.054114 | -0.00010467 | -0.0034794 | 97.9897 | 8789.8838 | 54.3327 | 3697.2192 | 38.0188 | 506.1341 | 38.0104 | 506.4329 | 4.1906 | 147.3988 | 17.4334 | 7381.0518 | 15.3654 | 6494.103 | 35.7027 | 3179.0142 | 130.3864 | 3274.9001
15.536 | 5398.3413 | 0.00029242 | -0.013176 | -0.00028694 | 0.001099 | 81.6735 | 8546.4775 | 41.4431 | 3497.8501 | 38.4126 | 490.4956 | 38.3483 | 490.351 | 4.2721 | 144.3503 | 20.7019 | 7183.0298 | 18.1855 | 6309.8511 | 29.5784 | 3098.6643 | 128.1073 | 3197.7568
13.2909 | 5991.3008 | -0.0032113 | 0.0097616 | 3.8981e-05 | -0.010871 | 46.7788 | 9023.3027 | 17.1492 | 3775.0183 | 36.876 | 528.6073 | 36.9206 | 528.0918 | 3.8026 | 154.1725 | 16.9212 | 7660.5518 | 14.8504 | 6712.6899 | 16.4057 | 3276.0342 | 119.7743 | 3378.0505
12.8605 | 5478.4707 | 0.0052648 | -0.016982 | 0.00021517 | -0.0038627 | 103.3304 | 8775.249 | 57.3915 | 3612.0188 | 38.5234 | 500.4374 | 38.4886 | 500.7311 | 4.3058 | 146.1357 | 17.2699 | 7343.6934 | 15.1945 | 6456.4717 | 37.6357 | 3175.0896 | 131.5701 | 3267.9468
12.5251 | 5624.2744 | -0.0070485 | -0.024002 | -0.00025743 | -0.0034636 | 84.7114 | 8944.1992 | 44.4766 | 3659.4011 | 38.2623 | 510.4124 | 38.243 | 510.5729 | 4.2111 | 149.7844 | 16.6948 | 7502.0952 | 14.6628 | 6594.2539 | 30.4641 | 3241.3728 | 127.8607 | 3333.1619
6.6417 | 2954.5942 | 6.2056 | 2347.1543 | -3.0875e-05 | 0.08112 | 36.4978 | 8831.9775 | 9.99 | 3649.6677 | 37.7297 | 506.3613 | 37.6924 | 505.8066 | 0.91266 | 277.3457 | 17.7762 | 7885.6602 | 14.7553 | 6534.2417 | 12.5852 | 3207.2764 | 119.1217 | 3313.6133
13.8648 | 5344.6875 | 0.00082982 | 0.008204 | 0.00010288 | -0.0022804 | 76.278 | 8214.2012 | 38.622 | 3479.0312 | 37.3587 | 480.4185 | 37.3788 | 480.4919 | 3.9607 | 139.2865 | 17.9812 | 6920.7207 | 15.8148 | 6085.8628 | 27.5786 | 2972.2725 | 125.7815 | 3074.7244
13.5868 | 5109.0005 | 0.00077975 | -0.007358 | -0.0001213 | -0.0069816 | 99.2032 | 8144.2705 | 54.112 | 3338.5718 | 38.5788 | 467.6685 | 38.5666 | 467.778 | 4.3092 | 136.4541 | 18.1306 | 6816.4707 | 15.9368 | 5990.0894 | 36.0058 | 2950.103 | 130.8869 | 3043.5652
13.2742 | 6727.958 | 0.0022881 | 0.029828 | 9.4414e-05 | 0.0038586 | 79.1444 | 11243.665 | 39.112 | 4293.1929 | 39.5414 | 613.4199 | 39.5402 | 613.7432 | 4.5542 | 184.4597 | 18.5514 | 9396.5098 | 16.2696 | 8246.8027 | 28.507 | 4078.8328 | 128.0941 | 4181.7095
12.7775 | 5746.5415 | 0.0060872 | 0.050711 | 0.00010121 | 0.0013905 | 84.8046 | 9268.9912 | 43.7979 | 3692.3376 | 38.8036 | 522.7098 | 38.7854 | 522.6086 | 4.3281 | 154.309 | 17.2916 | 7764.5225 | 15.1791 | 6814.8193 | 30.7178 | 3358.0305 | 128.4321 | 3460.9014
6.0976 | 2796.8752 | 5.0355 | 2305.8308 | 0.029025 | 13.1792 | 31.7164 | 7381.9536 | 7.9815 | 3092.6931 | 33.4594 | 439.271 | 33.4296 | 439.0827 | 0.58251 | 236.3139 | 14.4794 | 6644.6245 | 11.9774 | 5498.8828 | 10.8923 | 2686.9971 | 114.0936 | 2792.304
14.3475 | 5267.314 | 0.0021299 | 0.031657 | -9.2983e-06 | -0.0026085 | 83.3518 | 8286.3438 | 42.4677 | 3415.7529 | 38.0823 | 478.4366 | 38.0897 | 478.3475 | 4.1508 | 139.564 | 18.9288 | 6962.7114 | 16.6322 | 6112.0356 | 29.9938 | 3001.7739 | 127.9431 | 3098.7236
14.3137 | 6267.0488 | 0.00044024 | -0.00014657 | -0.00015306 | 0.00083041 | 63.122 | 10234.2803 | 27.3157 | 3980.1226 | 38.9665 | 569.0764 | 39.0042 | 569.0114 | 4.3896 | 169.1568 | 19.5926 | 8586.4482 | 17.1929 | 7529.7085 | 22.5075 | 3715.1897 | 124.8697 | 3817.9553
12.1692 | 4923.9126 | -0.0044797 | -0.0297 | -0.00021076 | 0.0061671 | 105.7783 | 8063.1143 | 59.2915 | 3252.3777 | 38.9979 | 457.8193 | 38.9981 | 457.8628 | 4.4261 | 133.8123 | 16.5687 | 6720.2363 | 14.5548 | 5913.6196 | 38.6007 | 2921.8606 | 132.3197 | 3013.2244
11.7319 | 4814.4722 | -0.016746 | -0.047421 | 0.00011683 | -0.0015053 | 95.4461 | 8631.3291 | 51.3858 | 3092.7549 | 40.7333 | 462.2216 | 40.7436 | 462.1787 | 4.9233 | 138.7755 | 17.3854 | 7142.8643 | 15.2243 | 6264.0483 | 34.8597 | 3138.3923 | 132.1606 | 3233.0964
13.8595 | 5943.4888 | 0.004123 | 0.0083426 | 8.3208e-05 | -0.0057402 | 42.1366 | 10079.624 | 12.4582 | 3634.8142 | 39.805 | 546.0922 | 39.7751 | 546.1569 | 4.5651 | 165.8098 | 19.703 | 8445.333 | 17.2163 | 7386.1792 | 14.7825 | 3674.3235 | 121.56 | 3778.3728
12.7632 | 6404.2695 | -0.002616 | 0.044016 | 3.4571e-06 | 0.001863 | 88.3292 | 10254.5928 | 46.8628 | 4142.2827 | 38.6091 | 577.605 | 38.6203 | 577.386 | 4.282 | 170.9964 | 17.1165 | 8607.4219 | 15.0353 | 7560.9277 | 31.9746 | 3720.8538 | 128.8736 | 3817.5146
11.796 | 5356.3032 | -0.0024858 | -0.023936 | -0.00012821 | -0.0023818 | 115.1375 | 9161.1064 | 65.657 | 3495.2915 | 40.068 | 501.3501 | 40.0983 | 501.6465 | 4.7406 | 149.1883 | 16.7373 | 7603.5605 | 14.6835 | 6678.2549 | 42.1503 | 3322.5901 | 134.9758 | 3412.887
13.8211 | 4983.1069 | 0.010905 | 0.033504 | -0.00016338 | 0.0033257 | 107.2779 | 7915.3125 | 59.9281 | 3294.8931 | 38.456 | 457.2783 | 38.4287 | 456.9118 | 4.2533 | 133.1454 | 18.4065 | 6615.4717 | 16.1921 | 5823.9165 | 39.1077 | 2863.8325 | 132.7368 | 2957.124
11.616 | 5511.3701 | -0.0059432 | -0.019721 | 0.00020349 | -0.0047279 | 35.9435 | 8248.8711 | 10.4054 | 3392.7837 | 37.0032 | 485.0063 | 36.9758 | 485.2587 | 3.8479 | 141.8442 | 14.7574 | 7000.1743 | 12.9216 | 6131.9946 | 12.4993 | 2996.2778 | 117.5901 | 3101.4534
11.768 | 6293.772 | -0.0051571 | 0.01439 | -0.00025421 | 0.0051682 | 40.2397 | 10216.7832 | 12.3876 | 3881.822 | 38.76 | 566.6646 | 38.7848 | 566.5507 | 4.2915 | 169.6803 | 16.0231 | 8584.3848 | 14.0246 | 7513.6318 | 14.0498 | 3719.8604 | 119.7507 | 3819.0662
13.5224 | 5518.061 | -0.0049719 | -0.026268 | -0.00026 | -0.001735 | 110.3156 | 8618.4297 | 63.3433 | 3740.0171 | 37.5632 | 502.1115 | 37.5497 | 502.2235 | 4.0535 | 145.3264 | 17.7007 | 7231.48 | 15.6173 | 6375.4292 | 40.1592 | 3111.7637 | 132.4336 | 3200.7295
12.1179 | 5548.9219 | 0.0090404 | 0.024194 | 3.016e-05 | -0.0047403 | 40.5333 | 9014.623 | 12.3018 | 3384.3076 | 38.9641 | 503.2702 | 38.9445 | 502.6162 | 4.3608 | 150.3713 | 16.6255 | 7576.5576 | 14.5365 | 6622.3213 | 14.2111 | 3282.5916 | 119.9402 | 3390.1726
7.368 | 2980.9417 | 5.9236 | 2425.0674 | 0.0014751 | 0.60525 | 35.1914 | 7852.5913 | 9.5923 | 3342.1055 | 36.6414 | 466.283 | 36.6676 | 466.2324 | 0.68646 | 241.8927 | 17.3108 | 7014.4375 | 14.3858 | 5835.9995 | 12.1284 | 2850.6355 | 117.8642 | 2956.856
12.4382 | 5814.2588 | 0.0085266 | -0.00039077 | 0.00017202 | 0.0061162 | 92.5169 | 9402.4541 | 50.0295 | 3770.2646 | 38.8231 | 529.5197 | 38.8074 | 529.4291 | 4.3691 | 156.455 | 16.8588 | 7870.542 | 14.8085 | 6902.4004 | 33.5605 | 3408.8845 | 129.7472 | 3502.4346
13.6741 | 6026.2041 | -0.0043641 | -0.0046672 | 6.5923e-05 | -0.0034792 | 56.5088 | 9439.6455 | 23.5129 | 3797.1616 | 38.0671 | 538.7728 | 38.0623 | 538.7463 | 4.1303 | 159.0436 | 18.109 | 7959.2822 | 15.8676 | 6981.271 | 20.1088 | 3426.876 | 122.556 | 3531.3569
15.1849 | 5860.5894 | -0.0035957 | 0.019767 | -0.00013 | -0.0032683 | 78.3937 | 9261.126 | 39.069 | 3766.9351 | 38.4417 | 529.0248 | 38.4413 | 528.6482 | 4.2238 | 155.6769 | 20.1656 | 7786.5854 | 17.6903 | 6844.6616 | 28.3213 | 3360.1519 | 127.1155 | 3460.3899
11.3554 | 4753.7749 | -0.00061882 | -0.013898 | -0.0003382 | 0.0034534 | 96.7029 | 7619.8667 | 53.5228 | 3126.1199 | 38.3819 | 438.8897 | 38.3738 | 438.995 | 4.2537 | 127.6928 | 15.215 | 6375.3076 | 13.3714 | 5602.0552 | 35.1816 | 2761.2319 | 130.0487 | 2853.8191
14.0167 | 5119.103 | -0.00080162 | 0.039643 | 2.408e-05 | 0.010517 | 89.6533 | 8416.0322 | 47.2061 | 3286.019 | 39.2937 | 472.6976 | 39.2923 | 472.7019 | 4.4805 | 139.7088 | 19.2204 | 7029.4932 | 16.8679 | 6170.8716 | 32.5583 | 3054.3301 | 130.0781 | 3149.3813
13.1677 | 6084.4243 | -0.0089998 | -0.026633 | -0.00017691 | -0.0065538 | 74.6385 | 9597.4805 | 36.9356 | 3917.1338 | 38.1693 | 546.9781 | 38.1631 | 546.5615 | 4.1927 | 161.0637 | 17.456 | 8072.6333 | 15.338 | 7094.3174 | 27.002 | 3482.6375 | 126.2821 | 3578.3674
12.3036 | 5062.6479 | 0.0060743 | 0.0045429 | -5.6148e-05 | -0.004737 | 125.3044 | 8740.2168 | 72.3374 | 3312.5386 | 40.4366 | 477.9814 | 40.4464 | 478.2067 | 4.808 | 142.3328 | 17.5987 | 7232.5625 | 15.4466 | 6354.0542 | 46.0429 | 3170.6855 | 137.3329 | 3261.021
8.0301 | 3613.4246 | 6.1287 | 2632.1648 | 0.033962 | 15.2412 | 37.2232 | 9695.6055 | 9.9583 | 3910.7942 | 34.8872 | 556.3079 | 34.8573 | 556.6138 | 0.84413 | 322.5117 | 19.4827 | 8734.625 | 16.0163 | 7195.27 | 12.8265 | 3532.6138 | 116.999 | 3634.2385
11.5129 | 5064.8887 | -0.0025167 | 0.034332 | 0.00014305 | 0.0030246 | 34.4032 | 7823.084 | 9.1916 | 3082.4868 | 37.8742 | 453.4532 | 37.8556 | 453.7321 | 4.0404 | 133.0882 | 14.9997 | 6614.5688 | 13.1324 | 5783.9521 | 11.8723 | 2849.0354 | 117.881 | 2953.0811
13.3688 | 5959.1963 | -7.5042e-05 | 0.0085981 | 0.00015414 | 0.0074817 | 63.8414 | 9526.5654 | 28.9896 | 3790.072 | 38.4716 | 538.1284 | 38.5056 | 537.8655 | 4.2541 | 158.8024 | 17.9447 | 8004.2515 | 15.7453 | 7029.9492 | 22.877 | 3459.7927 | 124.1708 | 3560.3247
6.5337 | 3279.5925 | 6.7207 | 3265.7371 | 0.0013689 | 0.66497 | 36.354 | 10286.6846 | 9.6219 | 4130.8159 | 38.2973 | 580.4413 | 38.2593 | 580.6686 | 0.88759 | 342.9452 | 18.4447 | 9256.0225 | 15.185 | 7607.6597 | 12.611 | 3742.8936 | 119.648 | 3848.5137
13.2966 | 4851.1533 | -0.0044719 | 0.025085 | 0.0002861 | -0.0041577 | 132.0535 | 7869.499 | 78.1971 | 3316.8425 | 38.7499 | 452.1901 | 38.7584 | 452.2177 | 4.3546 | 130.6842 | 17.9111 | 6538.7183 | 15.7905 | 5773.1436 | 48.1239 | 2838.0935 | 137.3547 | 2930.2305
13.8403 | 6258.0107 | 0.0038996 | -0.017 | -0.00010818 | -0.0022644 | 122.4455 | 10464.7783 | 69.8022 | 4121.063 | 39.7473 | 576.7283 | 39.7762 | 576.7575 | 4.6339 | 171.7131 | 19.25 | 8716.4326 | 16.9364 | 7648.8838 | 44.5777 | 3789.3164 | 136.2442 | 3878.7869
11.6307 | 5182.9561 | 0.0080965 | 0.047205 | 4.8995e-05 | 0.0047505 | 42.6334 | 8491.3965 | 14.193 | 3210.7539 | 38.8986 | 475.8618 | 38.8628 | 475.5563 | 4.3111 | 141.3853 | 16.0145 | 7131.5093 | 14.0074 | 6248.0503 | 14.864 | 3086.5476 | 120.1805 | 3196.6863
12.7816 | 5820.2954 | 0.0080947 | 0.047357 | -5.9962e-05 | 0.0059307 | 88.1455 | 9318.9062 | 47.0709 | 3779.0105 | 38.5364 | 528.4563 | 38.491 | 528.181 | 4.2663 | 155.8049 | 17.1873 | 7810.1724 | 15.1051 | 6864.7656 | 32.0489 | 3376.5911 | 128.8444 | 3474.8455
13.7403 | 5770.6992 | -0.005437 | 0.011235 | -0.00028861 | -0.0060009 | 103.6954 | 9662.0498 | 56.153 | 3723.1335 | 39.852 | 532.4259 | 39.825 | 532.2268 | 4.661 | 158.2329 | 19.1491 | 8049.8203 | 16.8139 | 7067.9497 | 37.6654 | 3506.533 | 132.8634 | 3600.9133
11.9149 | 6703.0859 | -0.0064309 | -0.01429 | -0.00024772 | -0.0062508 | 54.2999 | 11151.2129 | 21.9289 | 4194.6104 | 39.2151 | 608.1634 | 39.2321 | 608.819 | 4.4486 | 182.9035 | 16.5935 | 9341.5449 | 14.5352 | 8188.1138 | 19.2649 | 4049.1802 | 122.8426 | 4152.7432
12.3826 | 5286.1284 | 0.0038449 | -0.0053896 | -0.0001024 | 0.0071177 | 41.2502 | 8583.9912 | 13.0965 | 3270.2297 | 38.7447 | 481.7729 | 38.7856 | 481.702 | 4.3146 | 143.1579 | 16.9417 | 7210.6177 | 14.819 | 6315.7632 | 14.4096 | 3122.3499 | 120.0522 | 3222.9436
11.1228 | 4960.769 | 0.0019761 | -0.00062716 | 3.171e-05 | 0.00089979 | 58.5315 | 7709.6548 | 26.335 | 3156.5972 | 37.627 | 449.0374 | 37.6527 | 449.0395 | 4.0028 | 130.5758 | 14.585 | 6498.7256 | 12.8012 | 5700.1069 | 20.9139 | 2795.8171 | 122.2152 | 2900.1091
11.4018 | 4985.4648 | -0.00086594 | 0.0076133 | 2.0027e-05 | -0.0069549 | 58.4301 | 8022.1743 | 25.7521 | 3154.207 | 38.4956 | 457.1083 | 38.5159 | 457.1492 | 4.2378 | 134.2123 | 15.3635 | 6738.5161 | 13.479 | 5908.5625 | 20.8796 | 2914.8821 | 123.0813 | 3016.7766
10.7599 | 4858.5532 | -0.0050049 | 0.0073668 | -0.00030124 | -0.0020979 | 54.3702 | 7953.2944 | 22.9186 | 3043.9573 | 38.8432 | 447.8315 | 38.8215 | 448.1948 | 4.3235 | 132.7479 | 14.7747 | 6669.0059 | 12.9711 | 5840.2651 | 19.3647 | 2888.0095 | 122.2478 | 2995.3804
13.2223 | 5085.4629 | 0.0068923 | -0.0099591 | -0.00026262 | -0.001965 | 51.9397 | 7822.2192 | 20.8659 | 3237.2595 | 37.396 | 458.7277 | 37.399 | 458.7544 | 3.9395 | 133.3792 | 17.1708 | 6613.3833 | 15.0615 | 5806.5659 | 18.4307 | 2841.552 | 121.0787 | 2944.3213
14.1887 | 6104.3042 | -0.0030342 | -0.043124 | 0.00010788 | -0.0056988 | 100.6838 | 10151.1611 | 53.8528 | 3949.5591 | 39.6242 | 560.1084 | 39.6484 | 560.3182 | 4.6243 | 166.6385 | 19.6951 | 8481.2227 | 17.2976 | 7443.5352 | 36.6367 | 3682.3726 | 132.5 | 3777.1904
14.9709 | 6081.6616 | 0.005002 | 0.027213 | -2.563e-06 | 0.0059643 | 81.3433 | 9365.4268 | 41.375 | 3968.0559 | 37.4934 | 543.0804 | 37.4813 | 542.7051 | 3.9906 | 158.53 | 19.416 | 7895.3086 | 17.0665 | 6947.52 | 29.4675 | 3391.9453 | 127.2097 | 3485.9082
13.0404 | 5333.4888 | 0.0022004 | 0.022413 | 0.00015604 | 0.0040603 | 60.4791 | 8154.1963 | 27.8271 | 3439.1045 | 37.1094 | 478.4387 | 37.0872 | 478.2451 | 3.8905 | 138.9098 | 16.8504 | 6885.5015 | 14.814 | 6053.4595 | 21.6915 | 2956.0674 | 122.3285 | 3057.8198
14.5374 | 5163.125 | 2.6345e-05 | -0.030371 | -8.4043e-06 | 0.00546 | 146.0324 | 8540.3418 | 86.9791 | 3515.2676 | 39.5885 | 482.8895 | 39.5897 | 482.9352 | 4.5973 | 141.2944 | 19.9507 | 7087.6284 | 17.5675 | 6245.5356 | 53.6935 | 3087.4517 | 140.7807 | 3176.2253
14.8475 | 5565.6885 | 0.004059 | 0.048761 | -0.00015593 | -0.013861 | 90.9879 | 8984.4609 | 47.78 | 3596.0627 | 38.9632 | 507.4901 | 38.9584 | 507.6034 | 4.3732 | 149.7077 | 20.0371 | 7518.98 | 17.5927 | 6602.9395 | 33.0519 | 3257.1562 | 130.1012 | 3353.9294
12.1289 | 5269.8164 | -0.0019811 | -0.010591 | -0.00031602 | -0.0011625 | 77.1 | 8800.3867 | 38.4023 | 3347.0894 | 39.5027 | 487.3498 | 39.5002 | 487.4353 | 4.5466 | 144.8246 | 16.9529 | 7343.2388 | 14.8696 | 6442.5869 | 27.9375 | 3196.7871 | 127.5343 | 3295.4934
7.2375 | 3242.3655 | 6.497 | 2860.0837 | 8.5831e-05 | 0.0066584 | 35.9059 | 9008.9248 | 10.1192 | 3883.5962 | 36.743 | 526.8191 | 36.7374 | 526.2428 | 0.73786 | 276.486 | 17.9348 | 8043.7734 | 14.9385 | 6697.3022 | 12.4581 | 3270.6292 | 118.4779 | 3376.3235
14.8344 | 5858.3652 | 0.0059528 | 0.017721 | 0.00012422 | -0.0027399 | 64.5583 | 8844.748 | 30.0988 | 3794.3877 | 36.9006 | 519.5579 | 36.9301 | 519.6259 | 3.8339 | 150.7307 | 18.9593 | 7484.9199 | 16.6719 | 6584.4487 | 23.1151 | 3204.7808 | 123.4103 | 3302.4263
12.6496 | 6741.21 | -0.0019712 | 0.010507 | -0.00020432 | -0.0015731 | 94.4849 | 10972.3359 | 51.1843 | 4370.2817 | 39.0191 | 609.6088 | 38.9891 | 610.0876 | 4.4189 | 181.2255 | 17.2506 | 9188.8018 | 15.1571 | 8070.27 | 34.3715 | 3977.845 | 130.3997 | 4073.9917
12.2404 | 5726.1328 | -0.0095859 | -0.055766 | -3.6836e-05 | 0.0037568 | 143.9142 | 9614.4863 | 86.9165 | 3849.3945 | 39.8951 | 532.1681 | 39.9111 | 532.2698 | 4.7299 | 157.2726 | 17.0807 | 7978.1689 | 15.0423 | 7019.8047 | 52.7519 | 3477.3096 | 140.4876 | 3568.9519
13.2894 | 6309.1289 | 0.0055193 | -0.0095338 | -0.00014031 | -0.015299 | 104.4227 | 10563.6758 | 57.2393 | 4096.6841 | 39.7064 | 579.1606 | 39.706 | 579.493 | 4.6257 | 173.3019 | 18.5569 | 8809.0859 | 16.3129 | 7728.8413 | 37.8607 | 3827.52 | 132.8426 | 3922.2417
11.9794 | 5201.3892 | -0.004707 | 0.0039692 | 4.0293e-05 | 0.00072217 | 113.9381 | 8578.6709 | 65.6291 | 3431.832 | 39.3162 | 482.4308 | 39.3335 | 482.0828 | 4.5058 | 141.6648 | 16.4155 | 7135.4214 | 14.4308 | 6283.4243 | 41.53 | 3109.7725 | 134.1988 | 3200.6685
12.0925 | 5270.606 | -0.003293 | -0.019084 | 0.0001142 | 0.0028617 | 67.5454 | 8178.9893 | 33.0199 | 3413.2383 | 37.439 | 476.6684 | 37.4459 | 476.6301 | 3.9962 | 138.6582 | 15.7783 | 6889.8042 | 13.8616 | 6052.4897 | 24.3582 | 2962.8052 | 124.0787 | 3060.5312
7.1734 | 2669.9553 | 6.0642 | 2291.4102 | 0.00012541 | 0.048167 | 36.0345 | 7305.5908 | 9.9148 | 3099.9653 | 36.9664 | 432.4648 | 36.9594 | 432.7032 | 0.76204 | 225.7592 | 17.5321 | 6517.9136 | 14.5824 | 5421.7593 | 12.3497 | 2652.3149 | 118.5021 | 2755.0166
12.5596 | 5514.8086 | -0.0042134 | 0.019556 | -1.2517e-06 | 0.014442 | 77.4244 | 8607.915 | 39.3576 | 3580.3137 | 37.7528 | 497.944 | 37.7244 | 497.8632 | 4.0549 | 145.3893 | 16.5006 | 7239.9204 | 14.5091 | 6365.4219 | 27.8477 | 3114.731 | 126.108 | 3217.6011
14.0567 | 5387.5186 | -0.0050851 | -0.0213 | -1.0967e-05 | -0.0025198 | 109.3059 | 9144.668 | 59.6828 | 3507.219 | 40.0324 | 503.2627 | 40.0211 | 502.9696 | 4.7111 | 149.3358 | 19.8119 | 7599.2036 | 17.3805 | 6675.4146 | 39.8008 | 3314.9507 | 134.2896 | 3412.1934
12.0831 | 5731.7012 | 0.0038991 | 0.0018104 | -0.0001387 | -0.0083552 | 139.2612 | 9494.9785 | 84.064 | 3849.1707 | 39.5435 | 529.9072 | 39.5759 | 529.7424 | 4.581 | 156.1192 | 16.6414 | 7890.9946 | 14.6576 | 6947.8975 | 51.1295 | 3434.0757 | 139.2989 | 3525.6248
14.7256 | 5541.8286 | -0.0068211 | -0.022935 | 0.00027597 | 0.014611 | 92.4521 | 8966.6201 | 48.3346 | 3585.6221 | 38.9791 | 506.0865 | 38.9818 | 506.3615 | 4.4345 | 148.9425 | 19.9304 | 7508.9248 | 17.5228 | 6590.4683 | 33.5198 | 3248.4956 | 130.3665 | 3348.3955
11.9881 | 5476.1821 | 0.010948 | 0.056215 | -0.00012606 | -0.0005914 | 167.1448 | 9496.7178 | 102.605 | 3712.7986 | 40.6066 | 517.9691 | 40.5743 | 518.001 | 4.8822 | 153.8383 | 17.1914 | 7842.584 | 15.1283 | 6897.1348 | 61.5995 | 3437.5825 | 145.0294 | 3522.9688
12.5988 | 4833.1353 | 0.0069554 | 0.015807 | 0.0001024 | -0.0023689 | 151.9442 | 8317.3281 | 92.001 | 3249.2397 | 40.4794 | 459.3702 | 40.4582 | 459.0402 | 4.8438 | 135.5766 | 17.9182 | 6862.3501 | 15.7584 | 6036.0474 | 56.0948 | 3009.6533 | 142.0656 | 3099.4834